## Wall Packs
VLWP3-B-MCT | LED Wattage and Color Selectable Wall Pack | Description | Buy/Sell | 5%
| VLWP3-B-1L-QT-MCT | Wattage (29-51W), Lumen (4300 - 7300), Color (30K/40K/50K) Selectable | 72.25 | 78 | 83
| VLWP3-B-2L-QT-MCT | Wattage (45-76W), Lumen (6400 - 10,700Lm), Color (30K/40K/50K) Selectable | 78.25 | 84.5 | 90
| VLWP3-B-3L-QT-MCT | Wattage (69-115W), Lumen (9900 - 15,550Lm), Color (30K/40K/50K) Selectable | 83.5 | 90 | 96
| Options | Factory Installed | Buy/Sell | 5%
| -PC | 120-277V Button Photocell | 15.25 | 16.5 | 17.5
| -PCP | 120-277V Pencil Photocell | 17 | 18.5 | 19.5
WP3.5-C-MCT | LED Wattage and Color Selectable Wall Pack - Internal Switchable PC | Description | Buy/Sell | 5%
| WP3.5-C-1L-QT-MCT | Wattage (30W/42W/46W), Lumen (4150/5800/6350Lm), Color (30K/40K/50K) Selectable | 75.75 | 81.75 | 87
| WP3.5-C-3L-QT-MCT | Wattage (62W/92W/100W), Lumen (8550/12,696/14,000Lm), Color (30K/40K/50K) Selectable | 93.75 | 101.25 | 107.75
| Options | Factory Installed | Buy/Sell | 5%
| -OCS | Occupancy Senser | 19.25 | 21 | 22.25
| -EM | 8W Battery Backup | 102.75 | 111 | 118
| -SGP1 | 10kV Surge Protection | 17.5 | 18.75 | 20
| -SGP2 | 20kV Surge Protection | 22.5 | 24.25 | 26
VLWP16-B-MCT | LED Full Cutoff Wattage and Color Selectable Wall Pack | Description | Buy/Sell | 5%
| VLWP16-B-1L-QT-MCT | Wattage (35W-59W), Lumen (5250 - 8680), Color (30K/40K/50K) Selectable | 81.75 | 88.25 | 94
| VLWP16-B-2L-QT-MCT | Wattage (71W-116W), Lumen (10,985 - 16,850), Color (30K/40K/50K) Selectable | 86.25 | 93 | 99
| Options | Factory Installed | Buy/Sell | 5%
| -PC | 120-277V Button Photocell | 15.25 | 16.5 | 17.5
| -PCP | 120-277V Pencil Photocell | 17 | 18.5 | 19.5
WP28-C | LED Wattage Selectable DownLight Wall Pack | Description | Buy/Sell | 5%
*Specify 40K, 50K
| WP28-C-1L-QT-* | Wattage (15W/30W/50W/72W), Lumen (2500/3800/6400/8400Lm) Selectable | 207.25 | 224 | 238.5
| Options | Factory Installed | Buy/Sell | 5%
| -30K | 3000K | Call | Call | Call
| -OCS | Occupancy Senser | 38 | 41 | 43.5
| -EM | 8W Battery Backup | 96.25 | 104 | 110.75
| -SGP1 | 10kV Surge Protection | 17.5 | 18.75 | 20
| -PC | Photocell | 16.5 | 17.75 | 18.75
WP29-C | LED Up/Down Wall Pack | Description | Buy/Sell | 5%
*Specify 40K, 50K
| WP29-C-40L-QT-* | 13W Up / 27W Down, 1998Lm Up / 4058Lm Down | 229.5 | 247.75 | 264
| Options | Factory Installed | Buy/Sell | 5%
| -30K | 3000K | Call | Call | Call
| -OCS | Occupancy Senser | 38 | 41 | 43.5
| -EM | 8W Battery Backup | 96.25 | 104 | 110.75
| -SGP1 | 10kV Surge Protection | 17.5 | 18.75 | 20
WP31-Q | LED Down or Up/Down Light | Description | Buy/Sell | 5%
*Specify 30K, 40K
| WP31-Q-16L-QT-* | Down Light, 16W, 1694 Lumens | 201.5 | 217.5 | 231.5
| WP31-Q-32L-QT-* | Up and Down Light, 32W, 3388 Lumens | 201.5 | 217.5 | 231.5
| Options | Factory Installed | Buy/Sell | 5%
| -EM | Battery Backup (not available with 480V) | 201.5 | 217.5 | 231.5
| -EMCW | Cold Weather Battery Backup - -20oC (not available with 480V) | 269.25 | 291 | 309.75
| -OCS | Microwave Sensor with Dimming (8’ - 40’ mounting) - not available with 480V | 86 | 93 | 99
| -480V | 480V Driver (replaces QT in part number) - 32L model only | 32.25 | 34.75 | 37
| -PC | 120-277V Photocell | 48.75 | 52.75 | 56.25
| -SGP1 | 10kV Surge Protection - 120-277V | 23.25 | 25 | 26.75
| -SGP2 | 20kV Surge Protection - 120-277V | 46.25 | 50 | 53.25
| -SGP3 | 10kV Surge Protection - 347-480V | 25.75 | 27.75 | 29.5
| -SGF | Single Fuse (not available with 480V) | 27 | 29.25 | 31
| -DBF | Double Fuse (not available with 480V) | 55.25 | 59.75 | 63.5
| -CC | Custom Color **Orders less than 5 pcs must include a $150.00 Set Up Fee | 113 | 122 | 129.75
WP37-C | LED Wattage Selectable DownLight Wall Pack | Description | Buy/Sell | 5%
*Specify 40K, 50K
| WP37-C-1L-QT-* | Wattage (15W/30W/50W/72W), Lumen (2500/3800/6400/8400Lm) Selectable | 207.25 | 224 | 238.5
| Options | Factory Installed | Buy/Sell | 5%
| -30K | 3000K | Call | Call | Call
| -OCS | Occupancy Senser | 38 | 41 | 43.5
| -EM | 8W Battery Backup | 96.25 | 104 | 110.75
| -SGP1 | 10kV Surge Protection | 17.5 | 18.75 | 20
WP53-E | Full Cutoff LED Wall Pack | Description | Buy/Sell | 5%
*Specify CCT: 30K, 40K, 50K
| WP53-E-15L-QT-*-T3-BZ | 15W - 1550 Lumens - Type III, Bronze | 73 | 79 | 84
| WP53-E-25L-QT-*-T3-BZ | 25W - 3,000 Lumens - Type III, Bronze | 105.25 | 113.75 | 121
| WP53-E-40L-QT-*-T3-BZ | 40W - 4,500 Lumens - Type III, Bronze | 140.25 | 151.5 | 161.25
| WP53-E-70L-QT-*-T3-BZ | 70W - 8,000 Lumens - Type III, Bronze | 218 | 235.5 | 250.75
| WP53-E-100L-QT-*-T3-BZ | 100W - 11,000 Lumens - Type III, Bronze | 332 | 358.5 | 381.75
| Options | Factory Installed | Buy/Sell | 5%
| -T4 | Type IV (replaces T3 in part number) - not available on 15L models | 19.25 | 21 | 22.25
| -BK | Black Housing (replaces BZ in part number) | N/C | N/C | N/C
| -WH | White Housing (replaces BZ in part number) | 19.25 | 21 | 22.25
| -SL | Silver Housing (replaces BZ in part number) | 19.25 | 21 | 22.25
| -35K | 3500K (extended lead time may apply) | Call | Call | Call
| -480V | 480V Driver (replaces QT in part number) - not available on 15L/25L models | 70 | 75.5 | 80.5
| -EM | Emergency Battery Backup - not available on 15L models | 205 | 221.5 | 235.75
| -EMCW | Cold Weather Emergency Battery Backup (-20oC) - not available on 15L/25L models | 316.75 | 342 | 364.25
| -PC | 120-277V Button Photocell | 24.5 | 26.5 | 28.25
| -SGP1 | 10kV Surge Protection - 120/277V | 30.25 | 32.75 | 34.75
| -SGP2 | 10kV Surge Protection - 347/480V | 42.5 | 45.75 | 48.75
| Accessories | Order Separately, Ships on Side | Buy/Sell | 5%
| WP53-E-OCS-* | Motion Sensor - not available on 15L/25L models | 100 | 108 | 115
*Specify Color: BK-Black, GY-Gray, WH-White
| WP53-E-REM | Remote for OCS | 136 | 147 | 156.5
VLWP53.5-B-MCT | LED Full Cutoff Wattage and Color Selectable Wall Pack | Description | Buy/Sell | 5%
| VLWP53.5-B-1L-QT-MCT | Wattage (20W-35W), Lumen (3000 - 5000), Color (30K/40K/50K) Selectable | 48.25 | 52.25 | 55.5
| VLWP53.5-B-2L-QT-MCT | Wattage (45W-74W), Lumen (6500 - 10,700), Color (30K/40K/50K) Selectable | 73.25 | 79.25 | 84.25
WP53.5-EN-MCT | LED Full Cutoff Wattage and Color Selectable Wall Pack | Description | Buy/Sell | 5%
| WP53.5-EN-30L-QT-MCT | 30W, 4350 Lumens, Color (30K/40K/50K) Selectable | 78.75 | 85 | 90.5
| WP53.5-EN-1L-QT-MCT | Wattage (30W/40W/50W), Lumen (4350/5800/7250), Color (30K/40K/50K) Selectable | 98.75 | 106.5 | 113.5
| WP53.5-EN-2L-QT-MCT | Wattage (60W/70W/80W), Lumen (8700/10,150/11,600), Color (30K/40K/50K) Selectable | 114.5 | 123.5 | 131.5
| Options | Factory Installed | Buy/Sell | 5%
| -BK | Black Housing (bronze standard) | 57.25 | 61.75 | 65.75
| -WH | White Housing (bronze standard) | 57.25 | 61.75 | 65.75
| -GY | Gray Housing (bronze standard) | 57.25 | 61.75 | 65.75
| -480V | 480V Driver (replaces QT in part number) | 71.5 | 77.25 | 82.25
| -EM | 20W Integral Emergency Battery | 121.5 | 131.25 | 139.75
| -PC | Integral Button Photocell | 20 | 21.75 | 23
| -OCS | Bi-Level Occupancy Sensor with Daylight Harvesting, Internal (40-45’ mounting) | 43 | 46.5 | 49.5
| -OCS2 | Bi-Level Occupancy Sensor with Daylight Harvesting, External (requires remote) - 40-45’ mounting | 43 | 46.5 | 49.5
| -OCSBT | Bi-Level Occupancy Sensor with Daylight Harvesting, Bluetooth (requires remote), external | 43 | 46.5 | 49.5
| -SGP | 20kV Surge Protection (6kV standard) | 28.75 | 31 | 33
| Accessories | Order Separately, Ships on Side | Buy/Sell | 5%
| REM1-EN | Remote for OCS | 24.5 | 26.25 | 28
| REM2-EN | remote for OCS2, OCSBT | 24.5 | 26.25 | 28
WP53.5-W-MCT | LED Full Cutoff Wattage and Color Selectable Wall Pack | Description | Buy/Sell | 5%
*Specify CCT: 30K, 40K, 50K
| WP53.5-W-12L-QT-* | 12W, 1500 Lumens | 70 | 75.5 | 80.5
| WP53.5-W-1L-QT-MCT | Wattage (20W/30W/40W/50W), Lumen (2950 - 6150Lm), Color (30K/40K/50K/57K) Selectable | 155.75 | 168.25 | 179
| WP53.5-W-2L-QT-MCT | Wattage (50W/80W/100W/120W), Lumen (7000 - 15,000Lm), Color (30K/40K/50K/57K) Selectable | 222.75 | 240.75 | 256.25
| Options | Factory Installed | Buy/Sell | 5%
| -EM | External Emergency Battery for 12W Models | 157.25 | 169.75 | 180.75
| -EM2 | Internal Emergency Battery for 1L Models | 157.25 | 169.75 | 180.75
| -EM3 | Internal Emergency Battery Backup 2L Models | 180 | 194.5 | 207
| -PC | Button Photocell | 53 | 57.25 | 61
| -OCS | Programmable Bi-Level Microwave Occ Sensor | 128.75 | 139 | 148
| -TPS | Tamper Proof Screw | 28.75 | 31 | 33
| -CC | Custom Color (depending on color selected, an additional set up fee may be required) | 121.5 | 131.25 | 139.75
| Accessories | Order Separately, Ships on Side | Buy/Sell | 5%
| WP53.5-W-SHD1 | Shroud for 12L Model | 21.5 | 23.25 | 24.75
| WP53.5-W-SHD2 | Shroud for 1L Model | 31.5 | 34 | 36.25
| WP53.5-W-SHD3 | Shroud for 2L Model | 41.5 | 44.75 | 47.75
| WP53.5-W-REM | Remote for MOCS | 13.75 | 14.75 | 15.75
WP54.5-C | LED Full Cutoff Wattage and Color Selectable Wall Pack | Description | Buy/Sell | 5%
| WP54.5-C-1L-QT-MCT | Wattage (20W/30W/40W), Lumen (2860 - 5720Lm), Color (30K/40K/50K) Selectable - Includes Switchable PC | 75.75 | 81.75 | 87
| WP54.5-C-2L-QT-MCT | Wattage (25W/45W/55W), Lumen (3275 - 7205Lm), Color (30K/40K/50K) Selectable - Includes Switchable PC | 86.25 | 93.25 | 99.25
| WP54.5-C-3L-QT-MCT | Wattage (60W/80W/110W), Lumen (7920 - 14,520Lm), Color (30K/40K/50K) Selectable - Includes Switchable PC | 101.75 | 110 | 117
| Options | Factory Installed | Buy/Sell | 5%
| -EM | External Emergency Battery for 12W Models | 96.25 | 104 | 110.75
| -SGP | 10kV Surge Protection | 17.5 | 18.75 | 20
WP58-EN / WP58.5-EN | LED Rotatatable Wattage and Color Selectable Wall Pack | Description | Buy/Sell | 5%
| WP58-EN-25L-QT-MCT | Single Module - 25W, 3600 Lumens, Color Selectable (30K/40K/50K) | 68.75 | 74.25 | 79
| WP58-EN-40L-QT-* | Single Module - 40W, 4890 Lumens | 81.5 | 88 | 93.75
| WP58.5-EN-1L-QT-MCT | Double Module - Wattage (40W/60W/80W), Lumen (4890/8280/10,875), Color (30K/40K/50K) Selectable | 143 | 154.5 | 164.5
| WP58.5-EN-60L-QT-MCT | Double Module - 60W, 8280 Lumens, Color Selectable (30K/40K/50K) | 121.5 | 131.25 | 139.75
| WP58.5-EN-80L-QT-* | Double Module - 80W, 10,875 Lumens | 121.5 | 131.25 | 139.75
*Specify CCT: 30K, 40K, 50K
| Options | Factory Installed | Buy/Sell | 5%
| -EM | Emergency Battery | 121.5 | 131.25 | 139.75
| -PC | Button Photocell for 1/2" Knockout | 20 | 21.75 | 23
| -BK | Black Housing (bronze standard) | 57.25 | 61.75 | 65.75
| -WH | White Housing (bronze standard) | 57.25 | 61.75 | 65.75
| -GY | Gray Housing (bronze standard) | 57.25 | 61.75 | 65.75
| -OCS | Bi-Level Occupancy Sensor with Daylight Harvesting, Internal (40-45’ mounting) | 43 | 46.5 | 49.5
| -OCS2 | Bi-Level Occupancy Sensor with Daylight Harvesting, External (requires remote) | 43 | 46.5 | 49.5
| -OCSBT | Bi-Level Occupancy Sensor with Daylight Harvesting, Bluetooth (requires remote) | 43 | 46.5 | 49.5
| -SGP | 20kV Surge Protection (10kV standard) | 28.75 | 31 | 33
| Accessories | Order Separately, Ships on Side | Buy/Sell | 5%
| REM1-EN | Remote for OCS | 24.5 | 26.25 | 28
| REM2-EN | Remote for OCS2, OCSBT | 24.5 | 26.25 | 28
| WP58.5-EN-GS | Shield | 20 | 21.75 | 23
VLWP61.5-B-MCT | LED Economy Wall Pack | Description | Buy/Sell | 5%
| VLWP61.5-B-1L-QT-MCT | Wattage (14W-24W), Lumen (1925 - 3325), Color (30K/40K/50K) Selectable | 34 | 36.75 | 39.25
WP62-E | LED Down Light Wall Pack | Description | Buy/Sell | 5%
*Specify Housing: BZ-Bronze, BK-Black, WH-White, SV-Silver
| WP62-E-15L-QT-40K-*-PC | 15W, 1500 Lumens, 4000K, Photocell | 113 | 122 | 129.75
| WP62-E-15L-QT-40K-*-PC-EM | 15W, 1500 Lumens, 4000K, Photocell, Battery Backup | 169.25 | 183 | 194.75
| WP62-E-15L-QT-40K-*-OCS | 15W, 1500 Lumens, 4000K, Motion Sensor | 127 | 137.25 | 146
| WP62-E-15L-QT-40K-*-OCS-EM | 15W, 1500 Lumens, 4000K, Motion Sensor | 183.5 | 198 | 211
WP73-W | Small LED Wall Pack | Description | Buy/Sell | 5%
*Specify Housing: BZ-Bronze, WH-White
| WP73-W-6L-QT-30K | 6W, 630 Lumens, 3000K | 52.75 | 57 | 60.75
| WP73-W-6L-QT-50K | 6W, 660 Lumens, 5000K | 52.75 | 57 | 60.75
| Options | Factory Installed | Buy/Sell | 5%
| -EM | Emergency Battery Backup, Back Box (available in bronze and white) | 157.25 | 169.75 | 180.75
| -EM | Emergency Battery Backup, Post Mount | 157.25 | 169.75 | 180.75
| -OCS | Programmable Bi-Level Microwave Occ Sensor | 178.75 | 193 | 205.5
| -BK | Black Housing | 93 | 100.5 | 107
| -GY | Gray Housing | 93 | 100.5 | 107
| -SV | Silver Housing | 93 | 100.5 | 107
| Accessories | Order Separately, Ships on Side | Buy/Sell | 5%
| WP73-W-PST1 | 18” Single Sided Post (available in white and bronze) | 77.25 | 83.5 | 88.75
| WP73-W-PST2 | 18” Double Sided Post (available in white and bronze) | 80 | 86.5 | 92
| WP73-W-PST3 | 36” Single Sided Post (available in white and bronze) | 121.5 | 131.25 | 139.75
| WP73-W-PST4 | 36” Double Sided Post (available in white and bronze) | 123 | 132.75 | 141.5
OC1-CB | LED Up or Down Wall Cyclinder | Description | Buy/Sell | 5%
*Specify Optics Below
| OC1-CB-UL-20L-QT-*-41K-BZ | Up Light - 20W, 2300 Lumens, 4100K, Bronze Housing | 229.5 | 248 | 264
| OC1-CB-DL-20L-QT-*-41K-BZ | Down Light - 20W, 2300 Lumens, 4100K, Bronze Housing | 229.5 | 248 | 264
| *Optics (Required) | Factory Installed | Buy/Sell | 5%
| -A | 70o Medium | N/C | N/C | N/C
| -B | 100o Medium | N/C | N/C | N/C
| -C | 30o Medium | N/C | N/C | N/C
| Options | Factory Installed | Buy/Sell | 5%
| -BK | Black Housing (replaces BZ in part number) | N/C | N/C | N/C
| -EM | Emergency Battery Backup | 201.5 | 217.5 | 231.5
| -EMCW | Emergency Battery Backup, Cold Weather, -20oC | 269.25 | 291 | 309.75
| -PC | 120-277V Photocell | 48.75 | 52.75 | 56.25
| -SGP | 10kv Surge Protection | 23.25 | 25 | 26.75
| -SGF | Single Fusing | 27 | 29.25 | 31
| -DBF | Double Fusing | 55.25 | 59.75 | 63.5
| -CC | Custom Color **Orders less than 5 pcs must include a $150.00 Set Up Fee | 96.25 | 104 | 110.75
OC2-CB | LED Up and Down Wall Cyclinder | Description | Buy/Sell | 5%
*Specify Optics Below
| OC2-CB-40L-QT-*-41K-BZ | Up/Down Light - 40W, 4400 Lumens, 4100K, Bronze Housing | 270.75 | 292.25 | 311.25
| *Optics (Required) | Factory Installed | Buy/Sell | 5%
| -A | 70° Up / 70° Down | N/C | N/C | N/C
| -B | 100° Up / 100° Down | N/C | N/C | N/C
| -C | 70° Up / 100° Down | N/C | N/C | N/C
| -D | 30° Up / 30° Down | N/C | N/C | N/C
| -E | 30° Up / 100° Down | N/C | N/C | N/C
| -F | 30° Up / 70° Down | N/C | N/C | N/C
| -G | 100° Up / 30° Down | N/C | N/C | N/C
| -H | 100° Up / 70° Down | N/C | N/C | N/C
| -I | 70° Up / 30° Down | N/C | N/C | N/C
| Options | Factory Installed | Buy/Sell | 5%
| -BK | Black Housing (replaces BZ in part number) | N/C | N/C | N/C
| -EM | Emergency Battery Backup | 201.5 | 217.5 | 231.5
| -EMCW | Emergency Battery Backup, Cold Weather, -20oC | 269.25 | 291 | 309.75
| -480V | 347-480V (replaces QT in part number) | 13 | 14 | 14.75
| -PC | 120-277V Photocell | 48.75 | 52.75 | 56.25
| -SGP | 10kv Surge Protection | 23.25 | 25 | 26.75
| -SGF | Single Fusing | 27 | 29.25 | 31
| -DBF | Double Fusing | 55.25 | 59.75 | 63.5
| -CC | Custom Color **Orders less than 5 pcs must include a $150.00 Set Up Fee | 109 | 117.75 | 125.5
VLOC6-B | LED Up/Down Light Wall Cylinder | Description | Buy/Sell | 5%
| VLOC6-B-30L-120V-30K | 30W, 2446 Lumens, 3000K | 44 | 47.5 | 50.5
| VLOC6-B-30L-120V-30K | 30W, 2467 Lumens, 4000K | 44 | 47.5 | 50.5
| VLOC6-B-30L-120V-30K | 30W, 2509 Lumens, 5000K | 44 | 47.5 | 50.5
VersaLED Price Book
Wall Packs Updated 09/11/2023

## Highbays
HB9-LED | LED Vaportight High Bay | Description | Buy/Sell | 5%
*Specify CCT: 30K, 35K, 40K, 50K
| HB9-60L-QT-*-# | 60W - 6,675 Lumens | 269.25 | 291 | 309.75
| HB9-80L-QT-*-# | 80W - 8,730 Lumens | 269.25 | 291 | 309.75
| HB9-100L-QT-*-# | 100W - 11,100 Lumens | 282.25 | 305 | 324.75
| HB9-120L-QT-*-# | 120W - 13,350 Lumens | 315.5 | 340.75 | 363
| HB9-140L-QT-*-# | 140W - 15,550 Lumens | 329.5 | 356 | 379
| HB9-150L-QT-*-# | 150W - 16,500 Lumens | 343.75 | 371.25 | 395.5
| HB9-180L-QT-*-# | 180W - 20,000 Lumens | 357.75 | 386.5 | 411.5
| # Specify Lens |  | Buy/Sell | 5%
| CAL | Clear Acrylic Lens | N/C | N/C | N/C
| FAL | Frosted Acrylic Lens | N/C | N/C | N/C
| CPL | Clear Polycarbonate Lens | 19.25 | 21 | 22.25
| FPL | Frosted Polycarbonate Lens | 15.5 | 16.75 | 18
| Options | Factory Installed | Buy/Sell | 5%
| -480V | 347-480V Driver (replaces QT in part number) | 32.25 | 35 | 37.25
| -EM5 | LED Emergency Ballast (5W, 850 Lumens) | 177 | 191.25 | 203.75
| -EM10 | LED Emergency Ballast (10W, 1700 Lumens) | 138.5 | 149.75 | 159.5
| -OCS | Occupancy Sensor | 41.75 | 45.25 | 48.25
| -OCSWL | Wet Location Occupancy Sensor | 62.5 | 67.5 | 72
| -OCSCW | Cold Weather Occupancy Sensor | 55.5 | 60 | 64
| -OCSD | 0-10V Dimming Occupancy Sensor, Daylight Harvesting | 48.5 | 52.5 | 56
| -OCSM | Internal Microwave Occupancy Sensor | 48.5 | 52.5 | 56
| -PC1 | 120V Photocell | 13 | 14.25 | 15
| -PC2 | 277V Photocell | 19.25 | 21 | 22.25
| -CS6 | 6-ft, 3-wire cordset | 13 | 14.25 | 15
| -CS12 | 12-ft, 3-wire cordset | 23.25 | 25.25 | 26.75
| Accessories | Order Separately, Ships on Side | Buy/Sell | 5%
| HB9-VHOOK | V-Hook Brackets – order 2 per fixture | 4 | 4.5 | 4.75
| HB9-CMK | 120” Mounting Cables (2) | 10.5 | 11.5 | 12.25
| HB9-CMB | Ceiling Mounting Bracket (2) | 19.25 | 21 | 22.25
HB10-LED | LED Highbay | Description | Buy/Sell | 5%
*Specify CCT: 30K, 35K, 40K, 50K
24" x 20.385"
| HB10-24X65L-QT-* | 2', 65W, 10,000 Lumens - No Lens | 147.5 | 159.5 | 169.75
| HB10-24X95L-QT-* | 2', 95W, 14,437 Lumens - No Lens | 159 | 171.75 | 183
| HB10-24X125L-QT-* | 2', 125W, 20,000 Lumens - No Lens | 177 | 191.25 | 203.75
| HB10-24X165L-QT-* | 2', 165W, 25,000 Lumens - No Lens | 220.75 | 238.5 | 254
| HB10-24X185L-QT-* | 2', 185W, 28,390 Lumens - No Lens | 227 | 245.25 | 261.25
48" x 11.385"
| HB10-48X65L-QT-* | 4', 65W, 10,000 Lumens - No Lens | 151.5 | 163.75 | 174.25
| HB10-48X95L-QT-* | 4', 95W, 14,437 Lumens - No Lens | 168 | 181.5 | 193.25
| HB10-48X125L-QT-* | 4', 125W, 20,000 Lumens - No Lens | 182.25 | 197 | 209.75
48" x 20.385"
| HB10-48X162WL-QT-* | 4', 162W, 26,000 Lumens - No Lens | 279.5 | 302 | 321.5
| HB10-48X190WL-QT-* | 4', 190W, 30,000 Lumens - No Lens | 295 | 318.75 | 339.25
| HB10-48X215WL-QT-* | 4', 215W, 35,000 Lumens - No Lens | 318 | 343.5 | 365.75
| HB10-48X260WL-QT-* | 4', 260W, 40,000 Lumens - No Lens | 324.5 | 350.5 | 373.25
| HB10-48X285WL-QT-* | 4', 285W, 45,000 Lumens - No Lens | 350 | 378 | 402.5
| HB10-48X320WL-QT-* | 4', 320W, 50,000 Lumens - No Lens | 397.5 | 429.5 | 457.25
| Lens |  | Buy/Sell | 5%
| BLANK | No Lens | N/C | N/C | N/C
| -FA | Frosted Acrylic Lens (not available with 48" x 11" housing) | 23.25 | 25.25 | 26.75
| -DFFA | Door Frame with Frosted Acrylic Lens | 57.75 | 62.5 | 66.5
| -FWL | Frosted Wrap Around Lens (only available with 48" x 11" housing) | 36 | 39 | 41.5
| Options | Factory Installed | Buy/Sell | 5%
| -480V | 480V Transformer (replaces QT in part number) | 105.25 | 113.75 | 121.25
| -EM5 | LED Emergency Ballast (5W) | 177 | 191.25 | 203.75
| -EM10 | LED Emergency Ballast (10W) | 138.5 | 149.75 | 159.5
| -EM12 | LED Emergency Ballast (12W) | 192.5 | 208 | 221.5
| -OCS | Occupancy Sensor - On/Off | 48.75 | 52.75 | 56.25
| -OCSDH | Occupancy Sensor - Dimming and Daylight Harvesting | 57.75 | 62.5 | 66.5
| -WG | Wraparound Wireguard | 31 | 33.5 | 35.75
| Accessories | Order Separately, Ships on Side | Buy/Sell | 5%
| GK10-M | 10' Cable Mounting Kit | 10.5 | 11.5 | 12.25
| GK15-M | 15' Cable Mounting Kit | 18 | 19.5 | 20.75
| CK10-M | 10' Chain Kit Tong Hangers | 15.5 | 16.75 | 18
| HB10-2-WG | 2' Wireguard, No Door Frame | 28.25 | 30.75 | 32.5
| HB10-4-WG | 4' Wireguard, No Door Frame | 41.25 | 44.75 | 47.5
VLHBLED15-B | LED Full Body Highbay | Description | Buy/Sell | 5%
*Specify CCT: 40K, 50K
| VLHBLED15-B-87L-QT-* | 87W - 12,100 Lumens | 61.75 | 66.75 | 71.25
| VLHBLED15-B-132L-QT-* | 132W - 18,500 Lumens | 82 | 88.75 | 94.5
| VLHBLED15-B-175L-QT-* | 175W - 24,500 Lumens | 100.5 | 108.75 | 115.75
| VLHBLED15-B-267L-QT-* | 267W - 37,500 Lumens | 137.25 | 148.25 | 158
| VLHBLED15-B-320L-QT-* | 320W - 44,200 Lumens | 65 | 70.25 | 74.75
| VLHBLED15-B-428L-QT-* | 428W - 60,000 Lumens | 192 | 207.5 | 221
| Options | Factory Installed | Buy/Sell | 5%
| -OCS | Passive Infrared Occupancy Sensor (max. mounting height 26') | 24.5 | 26.5 | 28.25
| -OCSD | Microwave Step-dimming Senso r(max. mounting height 26') | 38.25 | 41.5 | 44
| -EM5 | LED Emergency Ballast (5W) | 61.25 | 66.25 | 70.5
| -EM10 | LED Emergency Ballast (10.7W) | 68.75 | 74.25 | 79.25
| -EM13 | LED Emergency Ballast (13.7W) | 76 | 82.25 | 87.5
| -EM17 | LED Emergency Ballast (17W) | 78.5 | 85 | 90.5
| -480V | 347-480V Driver - 87W Model | 58.75 | 63.5 | 67.75
| -480V | 347-480V Driver - 132W/175W Model | 68.25 | 73.75 | 78.5
| -480V | 347-480V Driver - 267W/320W Model | 69 | 74.75 | 79.5
| -480V | 347-480V Driver - 428W Model | 122.75 | 132.75 | 141.25
| Accessories | Order Separately, Ships on Side | Buy/Sell | 5%
| VLHBLED15-B-CLENS1 | Clear Lens for 87W/132W/175W Models | 5.75 | 6.25 | 6.75
| VLHBLED15-B-CLENS3 | Clear Lens for 265W/320W Models | 11 | 12 | 12.75
| VLHBLED15-B-CLENS4 | Clear Lens for 428W Models | 13 | 14.25 | 15
| VLHBLED15-B-DIFLENS1 | Diffued Lens for 87W/132W/175W Models | 5.75 | 6.25 | 6.75
| VLHBLED15-B-DIFLENS3 | Diffused Lens for 267W/320W Models | 9.5 | 10.5 | 11
| VLHBLED15-B-DIFLENS4 | Diffused Lens for 428W Models | 14.5 | 15.75 | 16.75
| VLHBLED15-B-WG1 | Wire Guard for 87W/132W/175W Models | 11 | 12 | 12.75
| VLHBLED15-B-WG3 | Wire Guard for 267W/320W Models | 16.5 | 18 | 19
| VLHBLED15-B-WG4 | Wire Guard for 428W Models | 12 | 13 | 14
| VLHBLED-B-GK3 | Air Craft Cable, 3 Meter | 7.5 | 8.25 | 8.75
| VLHBLED-B-GK5 | Air Craft Cable, 5 Meter | 9.25 | 10 | 10.75
| VLHBLED15-B-SMK1 | Surface Mount Kit for 87W/132W/175WL/267W/320W Models (chain kit standard) | 7.75 | 8.5 | 9
| VLHBLED15-B-SMK2 | Surface Mount Kit for 428W Models (chain kit standard) | 11.75 | 12.75 | 13.75
| VLHBLED15-B-PMK1 | Pendant Mount Kit for all Models (chain kit standard) | 6.25 | 6.75 | 7.25
HBLED19-T-LED | LED Round High Bay | Description | Buy/Sell | 5%
*Specify CCT: 30K, 40K, 50K
| HBLED19-T-100L-QT-* | 100W - 15,500 Lumens | 105.25 | 113.75 | 121.25
| HBLED19-T-150L-QT-* | 150W - 24,000 Lumens | 111.5 | 120.5 | 128.25
| HBLED19-T-240L-QT-* | 240W - 38,000 Lumens | 152.5 | 164.75 | 175.5
| HBLED19-T-320L-QT-* | 320W - 52,000 Lumens | 195 | 210.75 | 224.25
| Options | Factory Installed | Buy/Sell | 5%
| -CL | Clear Polycarbonate Lens (diffused tempered glass standard) | 13 | 14.25 | 15
| -DL | Diffused Polycarbonate Lens (diffused tempered glass standard) | 13 | 14.25 | 15
| -OCSM | Occupancy Sensor | 50 | 54 | 57.5
| Accessories | Order Separately, Ships on Side | Buy/Sell | 5%
| EM40W-T | 40W External Emergency Battery | 218 | 235.5 | 250.75
| REM-T | Remote for Occupancy Sensor | 51.25 | 55.5 | 59
| HBLED-T-PA | Pendant Adapter | 13 | 14.25 | 15
| HBLED-T-YMS | Yoke Mounting Bracket (100W/150W models) | 18 | 19.5 | 20.75
| HBLED-T-YML | Yoke Mounting Bracket (240W models) | 21.75 | 23.5 | 25.25
HBLED22 | LED Highbay | Description | Buy/Sell | 5%
*Specify CCT: 30K, 35K, 40K, 50K
24"
| HBLED22-24X80L-QT-* | 2', 80W - 10,000 Lumens - No Lens | 141.25 | 152.75 | 162.5
| HBLED22-24X122L-QT-* | 2', 122W - 15,000 Lumens - No Lens | 197.5 | 213.5 | 227.25
| HBLED22-24X175L-QT-* | 2', 175W - 21,525 Lumens - No Lens | 231 | 249.5 | 265.75
48"
| HBLED22-48X80L-QT-* | 4', 80W - 10,000 Lumens - No Lens | 146.25 | 158 | 168.25
| HBLED22-48X122L-QT-* | 4', 122W - 15,000 Lumens - No Lens | 222 | 240 | 255.5
| HBLED22-48X149L-QT-* | 4', 149W - 21,150 Lumens - No Lens | 225.75 | 244 | 259.75
| HBLED22-48X175L-QT-* | 4', 175W - 25,050 Lumens - No Lens | 241.25 | 260.75 | 277.5
| HBLED22-48X186L-QT-* | 4', 186W - 26,350 Lumens - No Lens | 254 | 274.5 | 292.25
| HBLED22-48X215L-QT-* | 4', 215W - 31,380 Lumens - No Lens | 318 | 343.5 | 365.75
| HBLED22-48X220L-QT-* | 4', 220W - 33,000 Lumens - No Lens | 331 | 357.5 | 380.75
| HBLED22-48X260L-QT-* | 4', 260W - 36,780 Lumens - No Lens | 339.75 | 367 | 390.75
| HBLED22-48X273L-QT-* | 4', 273W - 38,230 Lumens - No Lens | 346.25 | 374 | 398.25
| HBLED22-48X280L-QT-* | 4', 280W - 41,120 Lumens - No Lens | 343.75 | 371.25 | 395.5
| HBLED22-48X315L-QT-* | 4', 315W - 45,440 Lumens - No Lens | 436 | 471 | 501.5
| HBLED22-48X355L-QT-* | 4', 355W - 50,110 Lumens - No Lens | 456.5 | 493.25 | 525
| HBLED22-48X400L-QT-* | 4', 400W - 60,000 Lumens - No Lens | 461.75 | 498.75 | 531.25
| Lens |  | Buy/Sell | 5%
| BLANK | No Lens | N/C | N/C | N/C
| -FL | Frosted Lens | 19.25 | 21 | 22.25
| -CL | Clear Lens | 15.5 | 16.75 | 18
| Options | Factory Installed | Buy/Sell | 5%
| -EM14 | LED Emergency Ballast (14W) | 138.5 | 149.75 | 159.5
| -OCS | Occupancy Sensor - On/Off | 39 | 42.25 | 45
| -OCSDH | Occupancy Sensor - Dimming and Daylight Harvesting | 45 | 48.75 | 51.75
| -UPD | 45W uplight, 5500 Lumens (downlight only standard) | 32.25 | 35 | 37.25
| -WG | Wraparound Wireguard | 31 | 33.5 | 35.75
| -CS8 | 8' Cordset | 15.5 | 16.75 | 18
| -CS12 | 12' Cordset | 23.25 | 25.25 | 26.75
| -WP12 | 6' 3-Wire MC Whip | 19.25 | 21 | 22.25
| -WP12 | 12' 3-Wire MC Whip | 23.25 | 25.25 | 26.75
| Accessories | Order Separately, Ships on Side | Buy/Sell | 5%
| GK10-M | 10' Cable Mounting Kit | 10.5 | 11.5 | 12.25
| GK15-M | 15' Cable Mounting Kit | 13 | 14.25 | 15
| HB10-2-WG | 2' Wireguard, No Door Frame | 33.5 | 36.25 | 38.75
| HB10-4-WG | 4' Wireguard, No Door Frame | 48.75 | 52.75 | 56.25
VLHBLED24-B-MCT | Wattage and Color Selectable Round LED High Bay | Description | Buy/Sell | 5%
| VLHBLED24-B-1L-QT-MCT-WH | Wattage (95W - 150W), Lumen (15,700 - 21,800 Lm), Color (40K/50K) Selectable | 56.5 | 61.25 | 65
| VLHBLED24-B-2L-QT-MCT-WH | Wattage (146 - 236W), Lumen (29,400 - 35,180 Lm), Color (40K/50K) Selectable | 84.75 | 91.75 | 97.5
| Accessories | Order Separately, Ships on Side | Buy/Sell | 5%
| HB01DMS | Microwave Occupancy Sensor (max. mounting 49') | 13 | 14.25 | 15
| HB03R | Remote Control for Sensor (required) | 11.75 | 12.75 | 13.75
| VLHBLED24-B-ARS | 90o Aluminum Reflector (1L models) | 21.5 | 23.25 | 24.75
| VLHBLED24-B-ARL | 90o Aluminum Reflector (2L models) | 23.75 | 25.75 | 27.5
| VLHBLED24-B-PRS | 90o Polycarbonate Reflector (1L models) | 28 | 30.25 | 32.25
| VLHBLED24-B-PRL | 90o Polycarbonate Reflector (2L models) | 31.5 | 34.25 | 36.25
| VLHBLED24-B-AY-S | Yoke Mount | 15.5 | 16.75 | 18
| VLHBLED-B-SH | Pendant Snap Hook | 3.5 | 4 | 4.25
VLHBLED33-B-LED | LED Round High Bay | Description | Buy/Sell | 5%
*Specify CCT: 40K, 50K
| VLHBLED33-B-102L-QT-* | 102W - 14,500 Lumens | 66.75 | 72.25 | 77
| VLHBLED33-B-150L-QT-* | 150W - 21,000 Lumens | 74 | 80 | 85.25
| VLHBLED33-B-200L-QT-* | 200W - 28,000 Lumens | 103.5 | 112 | 119.25
| VLHBLED33-B-241L-QT-* | 241W - 33,500 Lumens | 106.75 | 115.5 | 123
| Accessories | Order Separately, Ships on Side | Buy/Sell | 5%
| VLHBLED-B-SH | Pendant Snap Hook | 7.25 | 8 | 8.5
| VLHBLED24-B-AY-S | Yoke Bracket - 102W/150W Models | 15.5 | 16.75 | 18
| VLHBLED24-B-AY-L | Yoke Bracket 200W/241W Models | 6.5 | 7.25 | 7.5
VLHBLED44-B-MCT | Sensor-Ready LED Wattage and Color Selectable Highbay | Description | Buy/Sell | 5%
| VLHBLED44-B-1L-QT-MCT | Wattage (76W - 123W), Lumen (12,000 / 15,000 / 18,000 Lm), and Color (40K/50K) Selectable | 65 | 70.25 | 74.75
| VLHBLED44-B-3L-QT-MCT | Wattage (94W - 158W), Lumen (15,000 / 18,000 / 24,000 Lm), and Color (40K/50K) Selectable | 73.25 | 79.25 | 84.25
| VLHBLED44-B-4L-QT-MCT | Wattage (152W - 242W), Lumen (24,000 / 30,000 / 36,000 Lm), and Color (40K/50K) Selectable | 93.5 | 101 | 107.75
| VLHBLED44-B-1L-QT-MCT | Wattage (236W - 412W), Lumen (36,000 / 48,000 / 60,000 Lm), and Color (40K/50K) Selectable | 146.5 | 158.25 | 168.5
| Options | Factory Installed | Buy/Sell | 5%
| -ND | Narrow Distribution Lens (medium standard) | 21.75 | 23.5 | 25.25
| -WD | Wide Distribution Lens (medium standard) | 21.75 | 23.5 | 25.25
| -EM | 25W Emergency Battery (3750 Lumens) | 118.5 | 128 | 136.5
| -480V | 347-480V Step-down Transformer (replaces 'QT' in part number - not comatible with EM option) | 74 | 80 | 85.25
| Accessories | Order Separately, Ships on Side | Buy/Sell | 5%
| HD07VR-PH-1 | PIR Occupancy Sensor | 9 | 9.75 | 10.5
| HD07VR-MH-B-1 | Microwave Sensor with Step-dimming | 11 | 12 | 12.75
| HD05R | Remote Control for Sensors (required to change factory settings) | 13.75 | 15 | 16
| VLHBLED-B-1L-NDLENS | Narrow Distribution Lens for 1L Models | 7.5 | 8.25 | 8.75
| VLHBLED-B-2L-NDLENS | Narrow Distribution Lens for 2L Models | 10.5 | 11.5 | 12.25
| VLHBLED-B-3L-NDLENS | Narrow Distribution Lens for 3L Models | 12 | 13 | 14
| VLHBLED-B-4L-NDLENS | Narrow Distribution Lens for 4L Models | 17 | 18.5 | 19.75
| VLHBLED-B-1L-WDLENS | Wide Distribution Lens for 1L Models | 4.75 | 5.25 | 5.5
| VLHBLED-B-2L-WDLENS | Wide Distribution Lens for 2L Models | 6.5 | 7.25 | 7.5
| VLHBLED-B-3L-WDLENS | Wide Distribution Lens for 3L Models | 8.75 | 9.5 | 10.25
| VLHBLED-B-4L-WDLENS | Wide Distribution Lens for 4L Models | 12.25 | 13.25 | 14.25
| VLHBLED-B-1L-WG | Wire Guard for 1L Models | 8.5 | 9.25 | 10
| VLHBLED-B-2L-WG | Wire Guard for 2L Models | 9.5 | 10.5 | 11
| VLHBLED-B-3L-WG | Wire Guard for 3L Models | 11.75 | 12.75 | 13.75
| VLHBLED-B-4L-WG | Wire Guard for 4L Models | 14.75 | 16 | 17
| VLHBLED44-B-SMK | Surface Mount Kit for All Models (not compaible with 480V or EM options) | 8.25 | 9 | 9.5
| VLHBLED44-B-PMK | Pendant Mount Kit for All Models (not compaible with 480V or EM options) | 7.5 | 8.25 | 8.75
| VLHBLED-B-GK3 | 3-Meter Cable Mount Kit for All Models | 7.5 | 8.25 | 8.75
| VLHBLED-B-GK5 | 5-Meter Cable Mount Kit for All Models | 9.25 | 10 | 10.75
HBLED44-S | LED Linear Highbay | Description | Buy/Sell | 5%
*Specify CCT: 40K, 50K
| HBLED44-S-2X80L-QT-* | 2', 80W - 12,000 Lumens | 65 | 70.25 | 74.75
| HBLED44-S-2X165L-QT-* | 2', 165W - 24,750 Lumens | 85.75 | 92.75 | 98.75
| HBLED44-S-2X220L-QT-* | 2', 220W - 33,000 Lumens | 102.5 | 110.75 | 118
| HBLED44-S-3X225L-QT-* | 3', 225W - 33,750 Lumens | 135.75 | 146.75 | 156.25
| Options | Factory Installed | Buy/Sell | 5%
| -480V | 480V Step-down Transformer | 51.75 | 56 | 59.75
| -EM | Installed 13W Emergency Battery (24' height max) | 100.5 | 108.75 | 115.75
| -OCS | PIR On/Off Occupancy Sensor | 30.25 | 32.75 | 35
| -OCSD | PIR Bi-level Dimming Smart Sensor | 37 | 40 | 42.75
| Accessories | Order Separately, Ships on Side | Buy/Sell | 5%
| HBLED44-PMB | Pendant Mount Bracket | 7.5 | 8.25 | 8.75
| HBLED-S-RC | Remote for Sensors | 22.25 | 24.25 | 25.75
| GK10-S | 10' Aircraft Cables | 11.5 | 12.5 | 13.25
HBLED47-LV | Round BAA Highbay | Description | Buy/Sell | 5%
*Specify CCT: 27K, 30K, 35K, 40K, 50K
#Specify Lens: FAL-Frosted Acrylic, CAL-Clear Acrylic, FPL-Frosted Polycarbonate, DAL-Drop Acrylic
| HBLED4-LV-30L-QT-*-#-80C | 30W, 4500 Lumens, 80CRI | 284.75 | 307.75 | 327.5
| HBLED4-LV-50L-QT-*-#-80C | 50W, 8300 Lumens, 80CRI | 284.75 | 307.75 | 327.5
| HBLED4-LV-60L-QT-*-#-80C | 60W, 10,100 Lumens, 80CRI | 284.75 | 307.75 | 327.5
| HBLED4-LV-75L-QT-*-#-80C | 75W, 12,500 Lumens, 80CRI | 284.75 | 307.75 | 327.5
| HBLED4-LV-90L-QT-*-#-80C | 90W, 14,800 Lumens, 80CRI | 284.75 | 307.75 | 327.5
| HBLED4-LV-100L-QT-*-#-80C | 100W, 16,500 Lumens, 80CRI | 329.5 | 356 | 379
| HBLED4-LV-110L-QT-*-#-80C | 110W, 18,200 Lumens, 80CRI | 329.5 | 356 | 379
| HBLED4-LV-130L-QT-*-#-80C | 130W, 21,000 Lumens, 80CRI | 329.5 | 356 | 379
| HBLED4-LV-150L-QT-*-#-80C | 150W, 23,800 Lumens, 80CRI | 329.5 | 356 | 379
| HBLED4-LV-160L-QT-*-#-80C | 160W, 25,400 Lumens, 80CRI | 329.5 | 356 | 379
| HBLED4-LV-170L-QT-*-#-80C | 170W, 26,500 Lumens, 80CRI | 329.5 | 356 | 379
| HBLED4-LV-200L-QT-*-#-80C | 200W, 30,500 Lumens, 80CRI | 329.5 | 356 | 379
| Options | Factory Installed | Buy/Sell | 5%
| -NSF | NSF Approved Shroud | 284.75 | 307.75 | 327.5
Call for other optional pricing; reference spec sheet
HBLED48-F | Integrated Controls-Ready LED Highbay | Description | Buy/Sell | 5%
*Specify CCT: 30K, 40K, 50K
#Specify Mounting: CK-Chain Hook; YM-Yoke Mount
| HBLED48-F-100AL-QT-*-BK-80C-# | 100W - 14,000 Lumens, Black Housing, 80CRI | 231.5 | 250.25 | 266.25
| HBLED48-F-100BL-QT-*-BK-80C-# | 100W - 17,000 Lumens, Black Housing, 80CRI | 241.5 | 261 | 277.75
| HBLED48-F-150AL-QT-*-BK-80C-# | 150W - 21,000 Lumens, Black Housing, 80CRI | 237 | 256 | 272.75
| HBLED48-F-150BL-QT-*-BK-80C-# | 150W - 25,000 Lumens, Black Housing, 80CRI | 250.5 | 270.75 | 288.25
| HBLED48-F-190AL-QT-*-BK-80C-# | 190W - 25,200 Lumens, Black Housing, 80CRI | 242.75 | 262.25 | 279.25
| HBLED48-F-190BL-QT-*-BK-80C-# | 190W - 32,000 Lumens, Black Housing, 80CRI | 255.25 | 275.75 | 293.75
| Options | Factory Installed | Buy/Sell | 5%
| -480V | 347-480V (replaces QT in part number) | 37 | 40 | 42.55
| -WH | White Housing (black standard) - replaces BK in part number | 10.5 | 11.5 | 12.25
| -SL | Silver Housing (black standard) - replaces BK in part number | 10.5 | 11.5 | 12.25
| -DALI | Dali Control | 38.5 | 41.75 | 44.5
| -PLC | PLC Control | 38.5 | 41.75 | 44.5
| -BLT | Bluetooth Control | 32.25 | 35 | 37.25
| -WIFI | Wifi Control | 32.25 | 35 | 37.25
| -ZANTC | Plug & Play Zigbee Controller with Antenna | 51.5 | 55.75 | 59.25
| -OCSD | Internal Daylight Sensor | 19.25 | 21 | 22.25
| -MOCS | Plug and Play Motion Sensor (remote controlled) | 22 | 24 | 25.5
| -PR | Polycabonate Reflector | 18.75 | 20.25 | 21.75
| -DL | Frosted Flat Lens | 8.5 | 9.25 | 10
| -SGP1 | 120-277V, 10KV Surge Protection (4kV standard) | 9 | 9.75 | 10.5
| -SGP2 | 120-277V, 20KV Surge Protection (4kV standard) | 15.5 | 16.75 | 18
| -SGP3 | 208-480V, 10KV Surge Protection (4kV standard) | 9 | 9.75 | 10.5
| -SGP4 | 208-480V, 20KV Surge Protection (4kV standard) | 15.5 | 16.75 | 18
HBLED49-F | Integrated Controls-Ready LED Highbay | Description | Buy/Sell | 5%
*Specify CCT: 30K, 40K, 50K
#Specify Mounting: HM-Hook, YM-Yoke, SRM-Steel Rope, NPT-NPT 1/2"-3/4"), PT-Post Top[75W only]
| HBLED49-F-75AL-QT-*-BK-80C-# | 75W - 10,800 Lumens, Black Housing, 80CRI | 259.75 | 280.75 | 298.75
| HBLED49-F-75BL-QT-*-BK-80C-# | 75W - 12,750 Lumens, Black Housing, 80CRI | 290.75 | 314.25 | 334.5
| HBLED49-F-100AL-QT-*-BK-80C-# | 100W - 14,500 Lumens, Black Housing, 80CRI | 267.5 | 289 | 307.75
| HBLED49-F-100BL-QT-*-BK-80C-# | 100W - 17,000 Lumens, Black Housing, 80CRI | 301.25 | 325.5 | 346.5
| HBLED49-F-150AL-QT-*-BK-80C-# | 150W - 21,000 Lumens, Black Housing, 80CRI | 285.5 | 308.5 | 328.5
| HBLED49-F-150BL-QT-*-BK-80C-# | 150W - 24,650 Lumens, Black Housing, 80CRI | 335.75 | 362.75 | 386.25
| HBLED49-F-190AL-QT-*-BK-80C-# | 190W - 27,500 Lumens, Black Housing, 80CRI | 303 | 327.25 | 348.5
| HBLED49-F-190BL-QT-*-BK-80C-# | 190W - 32,000 Lumens, Black Housing, 80CRI | 348 | 376 | 400.25
| Options | Factory Installed | Buy/Sell | 5%
| -480V | 347-480V (replaces QT in part number) | 62 | 67 | 71.25
| -WH | White Housing (black standard) - replaces BK in part number | 10.5 | 11.5 | 12.25
| -SL | Silver Housing (black standard) - replaces BK in part number | 10.5 | 11.5 | 12.25
| -EM | Battery Backup | 128.25 | 138.75 | 147.5
| -UPL | Uplight | 25.75 | 28 | 29.75
| -60D | 60o Beam Angle (120o Standard) | 6.5 | 7.25 | 7.5
| -90D | 90o Beam Angle (120o Standard) | 6.5 | 7.25 | 7.5
| -DALI | Dali Control | 38.5 | 41.75 | 44.5
| -ZANTC | Plug & Play Zigbee Controller with Antenna | 51.5 | 55.75 | 59.25
| -OCSD | Internal Daylight Sensor | 19.25 | 21 | 22.25
| -MOCS | Plug and Play Motion Sensor (remote controlled) | 22 | 24 | 25.5
| -PR | Polycabonate Reflector | 25.75 | 28 | 29.75
| -DL | Frosted Flat Lens | 20.75 | 22.5 | 24
| -AR | Aluminum Reflector | 19.25 | 21 | 22.25
| -SGP1 | 120-277V, 10KV Surge Protection (4kV standard) | 9 | 9.75 | 10.5
| -SGP2 | 120-277V, 20KV Surge Protection (4kV standard) | 15.5 | 16.75 | 18
| -SGP3 | 208-480V, 10KV Surge Protection (4kV standard) | 9 | 9.75 | 10.5
| -SGP4 | 208-480V, 20KV Surge Protection (4kV standard) | 15.5 | 16.75 | 18
HBLED51-S | LED Wattage and Color Selectable Highbay | Description | Buy/Sell | 5%
| HBLED51-S-1L-QT-MCT | Wattage (100W / 120W / 150W), Lumen (14,000 / 16,800 / 21,000 Lm), and Color (35K/40K/50K) Selectable | 72 | 78 | 83
| HBLED51-S-2L-QT-MCT | Wattage (150W / 200W / 240W), Lumen (21,000 / 28,000 / 34,320 Lm), and Color (35K/40K/50K) Selectable | 111 | 120 | 127.75
| Options | Factory Installed | Buy/Sell | 5%
| -EM30 | 30W External Battery Backup | 176.75 | 191 | 203.5
| Accessories | Order Separately, Ships on Side | Buy/Sell | 5%
| HD07VR-MH | Smart Sensor Cap for Photocell with Microwave BiLevel Motion Sensor | 11.75 | 12.75 | 13.75
| HD07VR-MHB | Smart Sensor Cap for Photocell with Microwave BiLevel Motion Sensor w/ added Bluetooth and App Control | 26.75 | 29 | 31
| HD07VR-PHB | PIR Sensor with Daylight Harvesting w/ added Bluetooth and App Control | 24.75 | 26.75 | 28.5
| HD03R | Remote to Program Sensor | 15.75 | 17.25 | 18.25
| HD05R | Remote to Program Sensor (with LCD Screen) | 17.5 | 19 | 20.25
| HBLED51-S-PR | Prismatic Lens | 18.75 | 20.25 | 21.75
| HBLED51-S-AR | Aluminum Reflector | 20.5 | 22.25 | 23.75
| HBLED51-S-YM1 | Yoke Mount for 1L Models (Hook provided standard) | 9.25 | 10 | 10.75
| HBLED51-S-YM2 | Yoke Mount for 2L Models (Hook provided standard) | 11.5 | 12.5 | 13.25
HBLED52-T | LED Round High Bay | Description | Buy/Sell | 5%
*Specify CCT: 30K, 40K, 50K
| HBLED52-T-100L-QT-* | 100W - 15,500 Lumens | 79.5 | 86 | 91.5
| HBLED52-T-150L-QT-* | 150W - 24,000 Lumens | 93.75 | 101.25 | 108
| HBLED52-T-240L-QT-* | 240W - 38,000 Lumens | 116.75 | 126.25 | 134.5
| Accessories | Order Separately, Ships on Side | Buy/Sell | 5%
| OCSM-T | Screw-in Occupancy Sensor | 25.75 | 28 | 29.75
| EM40W-T | 40W External Emergency Battery | 218 | 235.5 | 250.75
| REM-T | Remote for Occupancy Sensor | 51.25 | 55.5 | 59
| HBLED-T-PA | Pendant Adapter | 13 | 14.25 | 15
HBLED55-F | Integrated Controls-Ready LED Highbay | Description | Buy/Sell | 5%
| *Specify CCT: 40K, 50K, MCT (40/50K) |  | 0 | 0 | 0
| HBLED55-F-100AL-QT-*-RG | 100W - 15,000 Lumens, Ring Mounting Hook | 93.75 | 101.25 | 108
| HBLED55-F-100BL-QT-*-RG | 100W - 18,000 Lumens, Ring Mounting Hook | 106.75 | 115.5 | 123
| HBLED55-F-120AL-QT-*-RG | 120W - 18,000 Lumens, Ring Mounting Hook | 106.75 | 115.5 | 123
| HBLED55-F-120BL-QT-*-RG | 120W - 31,600 Lumens, Ring Mounting Hook | 119.5 | 129.25 | 137.5
| HBLED55-F-150AL-QT-*-RG | 150W - 22,500 Lumens, Ring Mounting Hook | 147.5 | 159.5 | 169.75
| HBLED55-F-150BL-QT-*-RG | 150W - 27,000 Lumens, Ring Mounting Hook | 154 | 166.5 | 177.25
| HBLED55-F-200AL-QT-*-RG | 200W - 30,000 Lumens, Ring Mounting Hook | 179.5 | 194 | 206.5
| HBLED55-F-200BL-QT-*-RG | 200W - 36,000 Lumens, Ring Mounting Hook | 186 | 201 | 214
| HBLED55-F-240AL-QT-*-RG | 240W - 36,000 Lumens, Ring Mounting Hook | 192.5 | 208 | 221.5
| HBLED55-F-240BL-QT-*-RG | 240W - 43,200 Lumens, Ring Mounting Hook | 198.75 | 214.75 | 228.75
| HBLED55-F-320AL-QT-*-RG | 320W - 48,000 Lumens, Ring Mounting Hook | 224.5 | 242.5 | 258.25
| HBLED55-F-320BL-QT-*-RG | 320W - 57,600 Lumens, Ring Mounting Hook | 231 | 249.5 | 265.75
| HBLED55-F-1AL-QT-MCT-RG | Wattage (100W / 120W / 150W), Lumen (15,000 / 18,000 / 22,500 Lm), and Color (40K/50K) Selectable - Ring Hook | 93.75 | 101.25 | 108
| HBLED55-F-1BL-QT-MCT-RG | Wattage (100W / 120W / 150W), Lumen (18,000 / 21,600 / 27,000 Lm), and Color (40K/50K) Selectable - Ring Hook | 106.75 | 115.5 | 123
| HBLED55-F-2AL-QT-MCT-RG | Wattage (180W / 200W / 240W), Lumen (27,000 / 33,000 / 36,000 Lm), and Color (40K/50K) Selectable - Ring Hook | 118.25 | 127.75 | 136
| HBLED55-F-2BL-QT-MCT-RG | Wattage (180W / 200W / 240W), Lumen (32,400 / 36,000 / 43,200 Lm), and Color (40K/50K) Selectable - Ring Hook | 131 | 141.5 | 150.75
| HBLED55-F-3AL-QT-MCT-RG | Wattage (240W / 280W / 320W), Lumen (36,000 / 42,000 / 43,800 Lm), and Color (40K/50K) Selectable - Ring Hook | 175.25 | 189.5 | 201.75
| HBLED55-F-3BL-QT-MCT-RG | Wattage (240W / 280W / 320W), Lumen (43,200 / 54,000 / 57,600 Lm), and Color (40K/50K) Selectable - Ring Hook | 191.75 | 207.25 | 220.75
| Options | Factory Installed | Buy/Sell | 5%
| -480V | 347-480V (replaces QT in part number) | 38.5 | 41.75 | 44.5
| -HM | G-Hook Mount (Ring Hook standard, replace 'RG' in part number) | 13 | 14.25 | 15
| -YM | U-Bracket Mount (Ring Hook standard, replace 'RG' in part number) | 13 | 14.25 | 15
| -PA | Pendant Adapter (Ring Hook standard, replace 'RG' in part number) | 13 | 14.25 | 15
| -EM | Battery Backup | 154 | 166.5 | 177.25
| -OCSD | Daylight Sensor | 24.5 | 26.5 | 28.25
| -MOCS | Microwave Sensor | 24.5 | 26.5 | 28.25
| -PIR | PIR Sensor | 18 | 19.5 | 20.75
| -WOCS | Wireless Network Motion Sensor (Bluetooth) | 24.5 | 26.5 | 28.25
| -WPIR | Wireless Netrowk PIR Sensor (Bluetooth) | 24.5 | 26.5 | 28.25
| Accessories | Order Separately, Ships on Side | Buy/Sell | 5%
| HBLED55-F-PR1 | Polycarbonate Reflector (100W/120W/150W Models) | 34.75 | 37.75 | 40
| HBLED55-F-PR2 | Polycarbonate Reflector (200W/240W/320W Models) | 38.5 | 41.75 | 44.5
| HBLED55-F-AR1 | Aluminum Reflector (100W/120W/150W Models) | 38.5 | 41.75 | 44.5
| HBLED55-F-AR2 | Aluminum Reflector (200W/240W/320W Models) | 38.5 | 41.75 | 44.5
| HBKED55-F-REM | Remote Controller for Sensors | 25.75 | 28 | 29.75
HBLED56-S | LED Wattage and Color Selectable Highbay | Description | Buy/Sell | 5%
| HBLED56-S-2X1L-QT-MCT | 2' - Wattage (80W / 100W / 165W), Lumen (12,3200 / 16,940 / 25,410 Lm), and Color (35K/40K/50K) Selectable | 76.75 | 83 | 88.5
| HBLED56-S-4X1L-QT-MCT | 4' - Wattage (165W / 225W / 300W), Lumen (25,410 / 34,650 / 46,200 Lm), and Color (35K/40K/50K) Selectable | 139.5 | 150.75 | 160.5
| Options | Factory Installed | Buy/Sell | 5%
| -480V | 480V Step-down Transformer (up to 250W) | 51.75 | 56 | 59.75
| -480V | 480V Step-down Transformer (up to 375W) | 72.75 | 78.75 | 83.75
| Accessories | Order Separately, Ships on Side | Buy/Sell | 5%
| HD07VR-MH | Smart Sensor Cap for Photocell with Microwave BiLevel Motion Sensor | 11.75 | 12.75 | 13.75
| HD07VR-MHB | Smart Sensor Cap for Photocell with Microwave BiLevel Motion Sensor w/ added Bluetooth and App Control | 26.75 | 29 | 31
| HD07VR-PHB | PIR Sensor with Daylight Harvesting w/ added Bluetooth and App Control | 24.75 | 26.75 | 28.5
| HD03R | Remote to Program Sensor | 15.75 | 17.25 | 18.25
| HD05R | Remote to Program Sensor (with LCD Screen) | 17.5 | 19 | 20.25
| HBLED56-S-PMB | Pendant Mount Bracket | 4.5 | 5 | 5.25
| GK10-S | Aluminum Reflector | 11.5 | 12.5 | 13.25
HBLED58-EN | Wattage and Color Selectable NSF Highbay | Description | Buy/Sell | 5%
| HBLED58-EN-1L-QT-MCT | Wattage (60W / 100W / 150W), Lumen (7800 / 13,000 / 19,500 Lm), and Color (35K/40K/50K) Selectable | 92.5 | 100 | 106.5
| HBLED58-EN-2L-QT-MCT | Wattage (180W / 210W / 240W), Lumen (23,400 / 27,300 / 31,200 Lm), and Color (35K/40K/50K) Selectable | 128.25 | 138.75 | 147.5
| Options | Factory Installed | Buy/Sell | 5%
| -WH | White Housing (black standard) | 6.5 | 7.25 | 7.5
| -480V | 277-480V Driver (replaces 'QT' in part number) | CALL | CALL | CALL
| -EM | Emergency Battery | 154 | 166.5 | 177.25
| -EMS | Emergency Battery - Surface Mount | 173.25 | 187.25 | 199.25
| -SGP | 20kV Surge Protection (6kV standard) | 38.5 | 41.75 | 44.5
| Accessories | Order Separately, Ships on Side | Buy/Sell | 5%
| HB01DMS-A | Bi-Level Motion and Daylight Sensor | 23.25 | 25.25 | 26.75
| REM1-EN | Remote for Sensor | 23.25 | 25.25 | 26.75
| EM30W-EN-PM | 30W Pendant Emergency Battery | 154 | 166.5 | 177.25
| TBC-EN | Test Button Controller | 16.75 | 18.25 | 19.5
| HBLED58-EN-AR1 | Aluminum Reflector for 1L Models | 28.25 | 30.75 | 32.5
| HBLED58-EN-AR2 | Aluminum Reflector for 2L Models | 32.25 | 35 | 37.25
| HBLED58-EN-AC1 | Acrylic Reflector for 1L Models | 32.25 | 35 | 37.25
| HBLED58-EN-AC2 | Acrylic Reflector for 2L Models | 34.75 | 37.75 | 40
| HBLED58-EN-ACBC | Bottom Cover for Acrylic Reflectors | 18.75 | 20.25 | 21.75
| HBLED58-EN-WG1 | Wireguard for 1L Models (not compatible with reflectors) | 15.25 | 16.5 | 17.75
| HBLED58-EN-WG2 | Wireguard for 2L Models (not compatible with reflectors) | 19 | 20.75 | 22
| HBLED58-EN-MB1 | Surface Mounting Bracket for 1L Models | 13 | 14.25 | 15
| HBLED58-EN-MB2 | Surface Mounting Bracket for 2L Models | 14.25 | 15.5 | 16.5
| HBLED58-EN-PM | 1/2" Pendant Mount | 13 | 14.25 | 15
VLHBLED59-B | LED High Lumen Highbay | Description | Buy/Sell | 5%
| VLHBLED59-B-500L-QT-40K | 523W - 77,545 Lumens - 4000K | 275.5 | 297.75 | 317
| VLHBLED59-B-500L-QT-40K | 523W - 77,601 Lumens - 5000K | 27 | 29.25 | 31.25
| Options | Factory Installed | Buy/Sell | 5%
| -480V | 347-480V (replaces QT in part nuber) | 131.5 | 142 | 159.5
| -OCS | Passive Infrared Occupancy Sensor | 38.25 | 41.5 | 44
| -EM10 | LED Emergency Ballast (10.7W) | 68.75 | 74.25 | 79.25
| -EM13 | LED Emergency Ballast (13.7W) | 76 | 82.25 | 87.5
| -EM17 | LED Emergency Ballast (17W) | 78.5 | 85 | 90.5
| Accessories | Order Separately, Ships on Side | Buy/Sell | 5%
| HBLED59-B-WG | Wireguard | 29.5 | 32 | 34
| VLHBLED-B-GK3 | Air Craft Cable, 3 Meter | 7.5 | 8.25 | 8.75
| VLHBLED-B-GK5 | Air Craft Cable, 5 Meter | 9.25 | 10 | 10.75
| VLHBLED59-B-SMK | Surface Mount Kit | 6.25 | 6.75 | 7.25
VLHBLED60-B-MCT | Sensor-Ready LED Wattage and Color Selectable Highbay | Description | Buy/Sell | 5%
*Specify Housing: WH-White; BK-Black
| VLHBLED60-B-1L-QT-MCT-* | Wattage (95W - 150W), Lumen (15,500 / 18,500 / 22,000 Lm), and Color (40K/50K) Selectable | 61.5 | 66.5 | 70.75
| VLHBLED60-B-2L-QT-MCT-* | Wattage (146W - 236W), Lumen (24,000 / 30,000 / 35,000 Lm), and Color (40K/50K) Selectable | 83.25 | 90 | 95.75
| Accessories | Order Separately, Ships on Side | Buy/Sell | 5%
| HD07VR-PH-1 | PIR Occupancy Sensor | 9 | 9.75 | 10.5
| HD07VR-MH-B-1 | Microwave Sensor with Step-dimming | 11 | 12 | 12.75
| HD05R | Remote Control for Sensors (required to change factory settings) | 13.75 | 15 | 16
| VLHBLEDB-480VST | 347-480V Step-down transformer | 58 | 62.75 | 66.75
| VLHBLED60-B-ARS | 90o Aluminum Reflector (1L models) | 13 | 14.25 | 15
| VLHBLED60-B-ARL | 90o Aluminum Reflector (2L models) | 14.75 | 16 | 17
| VLHBLED60-B-PRS | 90o Polycarbonate Reflector (1L models) | 33.25 | 36 | 38.25
| VLHBLED60-B-PRL | 90o Polycarbonate Reflector (2L models) | 33 | 35.75 | 38
| VLHBLED60-B-AYW | White Yoke Mount | 9.75 | 10.75 | 11.25
| VLHBLED60-B-AYB | Black Yoke Mount | 8.75 | 9.5 | 10.25
| VLHBLED-B-SH | Pendant Snap Hook | 3.5 | 4 | 4.25
| VLHBLED-B-GK3 | 3-Meter Cable Mount Kit for All Models | 7.5 | 8.25 | 8.75
| VLHBLED-B-GK5 | 5-Meter Cable Mount Kit for All Models | 9.25 | 10 | 10.75
HBLED61-S-MCT | Foldable Wattage and Color Selectable Highbay | Description | Buy/Sell | 5%
| HBLED61-S-2X1L-QT-MCT | 2' - Wattage (80W / 110W / 135W), Lumen (12,000 / 16,500 / 20,250 Lm), and Color (35K/40K/50K) Selectable | 81.5 | 88.25 | 93.75
| HBLED61-S-4X1L-QT-MCT | 4' - Wattage (180W / 200W / 220W), Lumen (27,000 / 30,000 / 33,000 Lm), and Color (35K/40K/50K) Selectable | 117.75 | 127.25 | 135.5
| HBLED61-S-4X2L-QT-MCT | 4' - Wattage (290W / 320W / 350W), Lumen (43,500 / 48,000 / 52,500 Lm), and Color (35K/40K/50K) Selectable | 176.75 | 191 | 203.5
| Options | Factory Installed | Buy/Sell | 5%
| -480V | 480V Step-down Transformer (up to 250W) | 55 | 59.5 | 63.25
| -480V | 480V Step-down Transformer (up to 375W) | 56.5 | 61.25 | 65
| -EM13I | Installed Internal Emergency Battery Backup (13W, 24' max height) | 101.5 | 109.75 | 116.75
| -EM13E | Installed External Emergency Battery Backup (13W, 24' max height) | 102.75 | 111 | 118.25
| -EM25E | Installed External Emergency Battery Backup (25W, 35' max height) | 125 | 135 | 143.75
| Accessories | Order Separately, Ships on Side | Buy/Sell | 5%
| ANT-6-AT | Screw-in PIR On/Off Occupancy Sensor | 14 | 15.25 | 16.25
| ANT-5-AT | Screw-in PIR Bi-Level Dimming Smart Sensor | 14 | 15.25 | 16.25
| HBLED-S-RC | Remote for Sensor | 17.5 | 19 | 20.25
| HBLED61-S-PMB | Pendant Mount Bracket | 5.25 | 5.75 | 6.25
| GK10-S | Aluminum Reflector | 8.75 | 9.5 | 10.25
VLHBLEDA1-B | Adjustable LED Highbay | Description | Buy/Sell | 5%
*Specify CCT: 40K, 50K
| VLHBLEDA1-B-109L-QT-* | 109W - 15,000 Lumens | 71 | 76.75 | 81.75
| VLHBLEDA1-B-166L-QT-* | 166W - 23,000 Lumens | 88 | 95.25 | 101.25
| VLHBLEDA1-B-217L-QT-* | 217W - 30,000 Lumens | 104.75 | 113.25 | 120.5
| Options | Factory Installed | Buy/Sell | 5%
| -OCS | PIR Sensor | 26.25 | 28.5 | 30.25
| -MOCS | Microwave Sensor | 39.75 | 43 | 45.75
| Accessories | Order Separately, Ships on Side | Buy/Sell | 5%
| VLHBLEDA1-B-WG1 | Wireguard for 109L and 166L Models | 9.75 | 10.75 | 11.25
| VLHBLEDA1-B-WG2 | Wireguard for 217W Models | 13.75 | 15 | 16
| VLHBLEDA1-B-PMK | Pendant Mount Kit | 6.5 | 7.25 | 7.5
| VLHBLEDA1-B-SMK | Surface Mount Kit | 8.5 | 9.25 | 10
HBFP2-F | NSF Rated LED Highbay |  | Buy/Sell | 5%
*Specify CCT: 30K, 40K, 50K
#Specify Housing: WH-White, GY-Gray
| HBFP2-F-100AL-QT-* | 100W - 14,000 Lumens | 448.75 | 484.75 | 516.25
| HBFP2-F-100BL-QT-* | 100W - 16,000 Lumens | 455.25 | 491.75 | 523.75
| HBFP2-F-120AL-QT-* | 120W - 16,800 Lumens | 461.75 | 498.75 | 531.25
| HBFP2-F-120BL-QT-* | 120W - 19,200 Lumens | 464.25 | 501.5 | 534
| HBFP2-F-150AL-QT-* | 150W - 21,000 Lumens | 468 | 505.5 | 538.25
| HBFP2-F-150BL-QT-* | 150W - 24,000 Lumens | 470.75 | 508.5 | 541.5
| HBFP2-F-200AL-QT-* | 200W - 28,000 Lumens | 474.5 | 512.5 | 545.75
| HBFP2-F-200BL-QT-* | 200W - 32,000 Lumens | 484.75 | 523.75 | 557.5
| Options | Factory Installed | Buy/Sell | 5%
| -480V | 277-480V Driver (replaces QT in part number) - 100AL, 150AL, 200AL models only | 32 | 34.5 | 36.75
| -MOCS | Plug and Play Motion Sensor (remote controlled) | 19.25 | 21 | 22.25
| -DALI | Dali Control | CALL | CALL | CALL
| -ZANTC | Plug & Play Zigbee Controller with Antenna | CALL | CALL | CALL
| -DIM | Dimmable Driver | N/C | N/C | N/C
| -FPL120 | 120o Frosted Polycarbonate Lens (120o PCL standard) | 9 | 9.75 | 10.5
| -PCL90 | 90o Clear Polycarbonate Lens (120o PCL standard) | 9 | 9.75 | 10.5
| -AR | Aluminum Reflector | 19.25 | 21 | 22.25
| -CR | Clear Reflector | 16.75 | 18.25 | 19.5
| -LC | Botto Reflector Cover (for AR and CR) | 19.25 | 21 | 22.25
| -EM | 25W Emergency Battery | 135 | 146 | 155.25
| -SMB | Surface Mount Bracket (Mountig Hook standard) | 11.75 | 12.75 | 13.75
| -PMB | 3/4” NPT Adapter (Mountig Hook standard) | 13 | 14.25 | 15
HBFP3-F | NSF Rated LED Highbay |  | Buy/Sell | 5%
*Specify CCT: 30K, 40K, 50K
| HBFP3-F-80AL-QT-* | 80W - 12,000 Lumens | 155.5 | 168 | 179
| HBFP3-F-80BL-QT-* | 80W - 15,200 Lumens | 170 | 183.75 | 195.5
| HBFP3-F-100AL-QT-* | 100W - 15,000 Lumens | 160.5 | 173.5 | 184.75
| HBFP3-F-100BL-QT-* | 100W - 19,000 Lumens | 176.5 | 190.75 | 203
| HBFP3-F-150AL-QT-* | 150W - 22,500 Lumens | 168.5 | 182 | 194
| HBFP3-F-150BL-QT-* | 150W - 28,500 Lumens | 192.5 | 208 | 221.5
| HBFP3-F-200AL-QT-* | 200W - 22,500 Lumens | 184.5 | 199.5 | 212.25
| HBFP3-F-200BL-QT-* | 200W - 28,500 Lumens | 224.5 | 242.5 | 258.25
| Options | Factory Installed | Buy/Sell | 5%
| -BL | Blue Trim Ring (white standard) | N/C | N/C | N/C
| -RD | Red Trim Ring (white standard) | N/C | N/C | N/C
| -BK | Black Trim Ring (white standard) | N/C | N/C | N/C
| -GN | Green Trim Ring (white standard) | N/C | N/C | N/C
| -480V | 277-480V Driver (replaces QT in part number) - 100AL, 150AL, 200AL models only | 40 | 43.25 | 46
| -OCS | Occupancy Sensor | 19.25 | 21 | 22.25
VersaLED Price Book
Highbays Updated 10/18/2023

## Area-Flood
FL21-T-LED | LED Flood Light | Description | BUY/SELL | 5%
*Specify CCT: 30K, 40K, 50K
| FL21-T-40L-QT-*-AY | 40W - 5,000 Lumens - Yoke Moount | 59.95 | 64.75 | 68.95
| FL21-T-60L-QT-*-AY | 60W - 7,500 Lumens - Yoke Mount | 73.7 | 79.6 | 84.75
| FL21-T-90L-QT-*-AY | 90W - 11,000 Lumens - Yoke Mount | 86.2 | 93.1 | 99.1
| FL21-T-120L-QT-*-AY | 120W - 15,000 Lumens - Yoke Mount | 104.95 | 113.35 | 120.7
| FL21-T-150L-QT-*-AY | 150W - 18,500 Lumens - Yoke Mount | 118.7 | 128.2 | 136.5
| Options | Factory Installed | BUY/SELL | 5%
| EBLED8W | 8W Emergency Ballast | 137.45 | 148.45 | 158.05
| EBLED15W | 15W Emergency Ballast | 164.95 | 178.15 | 189.7
| EBLED20W | 20W Emergency Ballast | 192.45 | 207.85 | 221.3
| 10YR | 10 Year Warranty | CALL | CALL | CALL
VLAL29-B-LED-14W-49W | LED Multi-Purpose Area Light | Description | BUY/SELL | 5%
*Specify CCT: 30K, 40K, 50K
#Specify Mounting: KN, AY
| VLAL29-B-14L-QT-*-# | 14W - 1,500 Lumens - Type V | 18.75 | 20.25 | 21.55
| VLAL29-B-30L-QT-*-# | 30W - 3,500 Lumens - Type V | 27.5 | 29.7 | 31.6
| VLAL29-B-49L-QT-*-# | 49W - 5,700 Lumens - Type V | 43.75 | 47.25 | 50.3
| Accessories | Order Separately, Ships on Side | BUY/SELL | 5%
| VLAL29-B-14L-WG | Wire Guard | 2.85 | 3.1 | 3.3
| VLAL29-B-14L-HS | Half Glare Shield | 6.25 | 6.75 | 7.2
| VLAL29-B-14L-GS | Full Glare Shield | 6.25 | 6.75 | 7.2
| VLAL29-B-30L-WG | Wire Guard | 4.75 | 5.15 | 5.45
| VLAL29-B-30L-HS | Half Glare Shield | 9.15 | 9.85 | 10.5
| VLAL29-B-30L-GS | Full Glare Shield | 9.4 | 10.15 | 10.8
| VLAL29-B-49L-WG | Wire Guard | 5.5 | 5.95 | 6.3
| VLAL29-B-49L-HS | Half Glare Shield | 11.9 | 12.85 | 13.65
| VLAL29-B-49L-GS | Full Glare Shield | 12.5 | 13.5 | 14.35
VLAL29-B-LED-81W-141W | LED Multi-Purpose Area Light | Description | BUY/SELL | 5%
LIMITED INVENTORY; WHILE SUPPLIES LAST
*Specify CCT: 40K, 50K
| VLAL29-B-81L-QT-*-# | 9,800 - 10,600 Lumens | 93.75 | 101.25 | 107.8
| VLAL29-B-101L-QT-*-# | 11,800 - 12,673 Lumens | 108.25 | 116.9 | 124.5
| VLAL29-B-141L-QT-*-# | 16,438 - 17,338 Lumens | 119.9 | 129.45 | 137.85
| #Specify Distribution | Factory Installed | BUY/SELL | 5%
| T2 | Type II | 24.75 | 26.75 | 28.45
| T3 | Type III | 0 | 0 | 0
| T4 | Type IV | 24.75 | 26.75 | 28.45
| T5 | Type IV | 0 | 0 | 0
| 3X3 | Very Narrow Distribution | 24.75 | 26.75 | 28.45
| 4X4 | Medium Narrow Distribution | 24.75 | 26.75 | 28.45
| 5X5 | Medium Wide Distribution | 24.75 | 26.75 | 28.45
| 7X7 | Very Wide Distribution | 24.75 | 26.75 | 28.45
| Options | Factory Installed | BUY/SELL | 5%
| 480V | 347-480V Driver (141L model only) | 26 | 28.1 | 29.9
| PCRN | Nema Photocell Receptacle | 21.9 | 23.65 | 25.15
| PC-NEMA | NEMA Photocell | 11 | 11.9 | 12.65
| Accessories | Order Separately, Ships on Side | BUY/SELL | 5%
| VLAL29-B-PC-NEMA | NEMA Photocell | 11 | 11.9 | 12.65
| VLAL29-B-SF | Slip Fitter | 17.5 | 18.9 | 20.15
| VLAL29-B-TR | Trunnion Mount | 7.5 | 8.1 | 8.65
| VLAL29-B-ARM | Arm Mount | 17.5 | 18.9 | 20.15
| VLAL29-B-AY-S | Yoke Mount (81L - 141L models) | 9.9 | 10.65 | 11.35
| VLAL29-B-WMB | Wall Mounting Bracket - Requires SF | 12.5 | 13.5 | 14.35
| VLAL29-B-WMB90 | 90o Wall Mounting Bracket- Requires SF | 72.85 | 78.7 | 83.8
| VLAL29-B-BH2-180 | 180o Double Bullhorn- Requires SF | 72.85 | 78.7 | 83.8
| VLAL29-B-BH3-180 | 180o Triple Bullhorn- Requires SF | 76.5 | 82.6 | 87.95
| VLAL29-B-BH4-180 | 180o Quadruple Bullhorn- Requires SF | 118.75 | 128.25 | 136.55
| VLAL29-B-WG-S | Wire Guard (81L - 141L models) | 7.6 | 8.25 | 8.75
| VLAL29-B-HS-S | Half Glare Shield (81L - 141L models) | 15.5 | 16.75 | 17.8
| VLAL29-B-GS-S | Full Glare Shield (81L - 141L models) | 18.35 | 19.85 | 21.15
VLAL29-B-LED-205W-304W | LED Multi-Purpose Area Light | Description | BUY/SELL | 5%
LIMITED INVENTORY; WHILE SUPPLIES LAST
| VLAL29-B-205L-QT-*-# | 26,442 - 27,429 Lumens | 162.5 | 175.5 | 186.85
| VLAL29-B-239L-QT-*-# | 27,944 - 29,926 Lumens | 167.4 | 180.75 | 192.5
| VLAL29-B-279L-QT-*-# | 32,546 - 34,907 Lumens | 218.65 | 236.1 | 251.4
| VLAL29-B-304L-QT-*-# | 43,141 - 45,555 Lumens | 263 | 284.05 | 302.45
| #Specify Distribution | Factory Installed | BUY/SELL | 5%
| T2 | Type II | 81.35 | 87.9 | 93.6
| T3 | Type III | 0 | 0 | 0
| T4 | Type IV | 81.35 | 87.9 | 93.6
| T5 | Type IV | 0 | 0 | 0
| 3X3 | Very Narrow Distribution | 81.35 | 87.9 | 93.6
| 4X4 | Medium Narrow Distribution | 81.35 | 87.9 | 93.6
| 5X5 | Medium Wide Distribution | 81.35 | 87.9 | 93.6
| 7X7 | Very Wide Distribution | 81.35 | 87.9 | 93.6
| Options | Factory Installed | BUY/SELL | 5%
| 480V | 347-480V Driver (205L model only) | 49.1 | 53.05 | 56.5
| 480V | 347-480V Driver (239L model only) | 52.4 | 56.6 | 60.25
| 480V | 347-480V Driver (279L model only) | 38.4 | 41.45 | 44.15
| 480V | 347-480V Driver (304L model only) | 44 | 47.5 | 50.6
| PCRN | Nema Photocell Receptacle | 25.5 | 27.55 | 29.3
| PC-NEMA | NEMA Photocell | 11 | 11.9 | 12.65
| Accessories | Order Separately, Ships on Side | BUY/SELL | 5%
| VLAL29-B-PC-NEMA | NEMA Photocell | 11 | 11.9 | 12.65
| VLAL29-B-SF | Slip Fitter | 17.5 | 18.9 | 20.15
| VLAL29-B-TR | Trunnion Mount | 7.5 | 8.1 | 8.65
| VLAL29-B-ARM | Arm Mount | 17.5 | 18.9 | 20.15
| VLAL29-B-AY-L | Yoke Mount (205L - 304L models) | 11.25 | 12.15 | 12.95
| VLAL29-B-WMB | Wall Mounting Bracket - Requires SF | 12.5 | 13.5 | 14.35
| VLAL29-B-WMB90 | 90o Wall Mounting Bracket- Requires SF | 72.85 | 78.7 | 83.8
| VLAL29-B-BH2-180 | 180o Double Bullhorn- Requires SF | 72.85 | 78.7 | 83.8
| VLAL29-B-BH3-180 | 180o Triple Bullhorn- Requires SF | 76.5 | 82.6 | 87.95
| VLAL29-B-BH4-180 | 180o Quadruple Bullhorn- Requires SF | 118.75 | 128.25 | 136.55
| VLAL29-B-WG-L | Wire Guard (205L - 304L models) | 10.85 | 11.75 | 12.5
| VLAL29-B-HS-L | Half Glare Shield (205L - 304L models) | 26.9 | 29.05 | 30.9
| VLAL29-B-GS-L | Full Glare Shield (205L - 304L models) | 25 | 27 | 28.75
VLAL31-B | LED Multi-Purpose Area Light | Description | BUY/SELL | 5%
*Specify CCT: 40K, 50K
#Specify Distribution: T3, T5
| VLAL31-B-100L-QT-*-# | 13,000 Lumens | 78.65 | 84.9 | 90.4
| VLAL31-B-150L-QT-*-# | 20,000 Lumens | 85.1 | 91.95 | 97.9
| VLAL31-B-200L-QT-*-# | 26,000 Lumens | 88.15 | 95.2 | 101.35
| VLAL31-B-230L-QT-*-# | 31,000 Lumens | 124 | 133.9 | 142.6
| VLAL31-B-290L-QT-*-# | 39,000 Lumens | 143.85 | 155.4 | 165.45
| Options | Factory Installed | BUY/SELL | 5%
| 480V | 277-480V Driver (230L model only) | 43.9 | 47.4 | 50.45
| 480V | 277-480V Driver (290L model only) | 46.75 | 50.5 | 53.75
| PCRN | Nema Photocell Receptacle | 23.5 | 25.4 | 27
| Accessories | Order Separately, Ships on Side | BUY/SELL | 5%
| VLAL31-B-ARMS | Arm Mount - Square Pole | 15.85 | 17.15 | 18.25
| VLAL31-B-ARMR | Arm Mount - Round Pole | 15.85 | 17.15 | 18.25
| VLAL31-B-SF | Slipfitter Mount | 18.35 | 19.85 | 21.15
| VLAL31-B-SB | Trunion Mount | 14.25 | 15.4 | 16.4
| VLAL31-B-AY | Yoke Mount | 12.4 | 13.35 | 14.25
AL32-T-LED | Dual Headed LED Area Light | Description | BUY/SELL | 5%
*Specify CCT: 30K, 40K, 50K
| AL32-T-60L-QT-* | 60W - 9,000 Lumens | 161.2 | 174.1 | 185.35
| AL32-T-90L-QT-* | 90W - 15,000 Lumens | 163.7 | 176.8 | 188.25
| AL32-T-120L-QT-* | 120W - 19,000 Lumens | 172.45 | 186.25 | 198.3
| AL32-T-150L-QT-* | 150W - 23,000 Lumens | 178.7 | 193 | 205.5
| AL32-T-240L-QT-* | 240W - 39,000 Lumens | 286.2 | 309.1 | 329.1
| AL32-T-300L-QT-* | 300W - 49,000 Lumens | 353.7 | 382 | 406.75
| AL32-T-400L-QT-* | 400W - 62,000 Lumens | 514.95 | 556.15 | 592.2
| Options | Factory Installed | BUY/SELL | 5%
| EBLED8W | 8W Emergency Ballast | 137.45 | 148.45 | 158.05
| EBLED15W | 15W Emergency Ballast | 164.95 | 178.15 | 189.7
| EBLED20W | 20W Emergency Ballast | 192.45 | 207.85 | 221.3
| ARM | 6" Mounting Arm (no standard mounting option included) | 0 | 0 | 0
| SF | Slip Fitter (no standard mounting option included) | 0 | 0 | 0
| SB | Trunnion Mount (no standard mounting option included) | 0 | 0 | 0
| CC | Custom Color | 33.7 | 36.4 | 38.75
| 10YR | 10 Year Warranty | CALL | CALL | CALL
VLDD4-B-LED | LED Dusk to Dawn Light | Description | BUY/SELL | 5%
| VLDD4-B-39L-QT-50K | 39W - 5,444 Lumens - 5000K | 84.9 | 91.65 | 97.6
| Options | Factory Installed | BUY/SELL | 5%
| 10YR | 10 Year Warranty | CALL | CALL | CALL
| Accessories | Order Separately, Ships on Side | BUY/SELL | 5%
| VLDD4-B-ARM | Mounting Arm with Bracket | 13 | 14.05 | 14.95
VLBRL-F-LED | Round Flat Top LED Bollard | Description | BUY/SELL | 5%
| VLBRL-F-22L-QT-40K | 22W - 2,772 Lumens - 4000K - Type IV | 97 | 104.75 | 111.55
| VLBRL-F-21L-QT-50K | 21W - 2,785 Lumens - 5000K - Type IV | 97 | 104.75 | 111.55
| Accessories | Order Separately, Ships on Side | BUY/SELL | 5%
| VLBRL-F-ABK6 | 6" Anchor Bolt Kit (required) | 12.1 | 13.1 | 13.95
VLBSL-F-LED | Square Flat Top LED Bollard | Description | BUY/SELL | 5%
| VLBSL-F-22L-QT-40K | 22W - 2,739 Lumens - 4000K - Type IV | 97 | 104.75 | 111.55
| VLBSL-F-21L-QT-50K | 21W - 2,756 Lumens - 5000K - Type IV | 97 | 104.75 | 111.55
| Accessories | Order Separately, Ships on Side | BUY/SELL | 5%
| VLBSL-F-ABK6 | 6" Anchor Bolt Kit (required) | 12.1 | 13.1 | 13.95
VLPT6-B | Post Top | Description | BUY/SELL | 5%
LIMITED INVENTORY; WHILE SUPPLIES LAST
*Specify CCT: 30K, 40K, 50K
| VLPT6-B-52L-QT-* | 52W - 6,700 Lumens | 136 | 146.9 | 156.4
| VLPT6-B-77L-QT-* | 77W - 10,000 Lumens | 137.5 | 148.5 | 158.15
| VLPT6-B-152L-QT-* | 152W - 20,000 Lumens | 212.5 | 229.5 | 244.35
| Options | Factory Installed | BUY/SELL | 5%
| PCRN | Nema Photocell Receptacle | 40.9 | 44.15 | 47
| Accessories | Order Separately, Ships on Side | BUY/SELL | 5%
| VLPT6-B-PC-NEMA | NEMA Photocell | 11 | 11.9 | 12.65
LSLED2-LED | LED Linear Sign Light | Description | BUY/SELL | 5%
*Specify CCT: 30K, 40K, 50K
| LSLED2-4X32L-QT-* | 4' - 32W - 3,200 Lumens | 243 | 262.45 | 279.45
| LSLED2-4X48L-QT-* | 4' - 48W - 4,800 Lumens | 243 | 262.45 | 279.45
| LSLED2-4X57L-QT-* | 4' - 57W - 5,700 Lumens | 243 | 262.45 | 279.45
| LSLED2-8X65L-QT-* | 8' - 65W - 6,500 Lumens | 373.75 | 403.65 | 429.8
| LSLED2-8X96L-QT-* | 8' - 96W - 9,600 Lumens | 378 | 408.25 | 434.7
| LSLED2-8X114L-QT-* | 8' - 114W - 11,400 Lumens | 391.5 | 422.8 | 450.2
| Options | Factory Installed | BUY/SELL | 5%
| 10YR | 10 Year Warranty | CALL | CALL | CALL
VersaLED Price Book
Area/Floods Effective 10/26/2023

## Canopy-Garage
VLGL8-B-LED | LED Garage Light | Description | BUY/SELL | 5%
LIMITED INVENTORY; WHILE SUPPLIES LAST
*Specify CCT: 40K, 50K
#Specify Housing Color; White(WH), Bronze(BR)
| VLGL8-B-24L-QT-*-# | 24W - 3,100 Lumens | 50 | 54 | 57.5
| VLGL8-B-40L-QT-*-# | 40W - 5,000 Lumens | 56.25 | 60.75 | 64.7
| VLGL8-B-56L-QT-*-# | 56W - 7,000 Lumens | 75 | 81 | 86.25
| VLGL8-B-102L-QT-*-# | 102W - 12,500 Lumens | 87.5 | 94.5 | 100.6
| Options | Factory Installed | BUY/SELL | 5%
| OCSD | Occupancy and Daylight Harvesting Sensor | 25 | 27 | 28.75
| SGP | Surge Protection | 8 | 8.65 | 9.2
| 10YR | 10 Year Warranty | CALL | CALL | CALL
GL9-LED | LED Garage Light | Description | BUY/SELL | 5%
| GL9-30L-QT-50K | 30W - 3,800 Lumens - 5000k | 106.25 | 114.75 | 122.2
| GL9-45L-QT-50K | 45W – 5,500 lumens – 5000K | 124.75 | 134.75 | 143.45
| GL9-60L-QT-50K | 60W – 7,600 lumens – 5000K | 135 | 145.8 | 155.25
| Options | Factory Installed | BUY/SELL | 5%
| PG | Parking Garage Distribution (goes after 'GL9' in part number ex: GL9-PG-45L…) | 43.75 | 47.25 | 50.3
| 40K | 4000K (special order) | 0 | 0 | 0
| EBLED | Emergency Ballast | 135 | 145.8 | 155.25
| OCS | Occupancy Sensor | 35.45 | 38.25 | 40.75
| 10YR | 10 Year Warranty | CALL | CALL | CALL
VLGL10-B | LED Color SelectableGarage Light | Description | BUY/SELL | 5%
*Specify Housing Color; White(WH), Bronze(BZ)
| VLGL10-B-40L-QT-MCT-* | 40W - 5,300 Lumens - Color Selectable (30K, 40K, 50K) | 74.75 | 80.75 | 86
| VLGL10-B-75L-QT-MCT-* | 75W - 10,00 Lumens - Color Selectable (30K, 40K, 50K) | 103.75 | 112.05 | 119.3
| Options | Factory Installed | BUY/SELL | 5%
| MOCS | Microwave Occupancy Sensor with Daylight Harvesting | 20.9 | 22.55 | 24.05
| SGP | Surge Protection - 10kV | 22.1 | 23.9 | 25.45
| 10YR | 10 Year Warranty | CALL | CALL | CALL
| Accessories | Order Separately, Ships on Side | BUY/SELL | 5%
| VLGL10-B-REM | Sensor Remote Control | 22 | 23.75 | 25.3
VR7-C-LED | Slim LED Canopy Light | Description | BUY/SELL | 5%
| VR7-C-40L-QT-50K | 40W - 4,803 Lumens - 5000K | 81.25 | 87.75 | 93.45
| VR7-C-57L-QT-50K | 57W - 6,313 Lumens - 5000K | 124.35 | 134.3 | 143
| Options | Factory Installed | BUY/SELL | 5%
| 30K | 3000K Color Temperature | 20.65 | 22.3 | 23.7
| 40K | 4000K Color Temperature | 20.65 | 22.3 | 23.7
| PC | Photocell | 15.85 | 17.15 | 18.25
| OCS | External Occupancy Sensor | 48.15 | 52 | 55.35
| 10YR | 10 Year Warranty | CALL | CALL | CALL
VR7-T-LED | Slim LED Canopy Light | Description | BUY/SELL | 5%
*Specify CCT: 30K, 40K, 50K
| VR7-T-28L-QT-* | 28W - 3,500 Lumens | 94.95 | 102.55 | 109.2
| VR7-T-40L-QT-* | 40W - 5,000 Lumens | 97.45 | 105.25 | 112.05
| VR7-T-60L-QT-* | 60W - 7,500 Lumens | 99.95 | 107.95 | 114.95
| VR7-T-90L-QT-* | 90W - 11,500 Lumens | 106.2 | 114.7 | 122.1
| Options | Factory Installed | BUY/SELL | 5%
| EBLED8W | 8W Emergency Ballast | 137.45 | 148.45 | 158.05
| EBLED15W | 15W Emergency Ballast | 164.95 | 178.15 | 189.7
| 10YR | 10 Year Warranty | CALL | CALL | CALL
VR21-E-LED | LED Recessed Canopy | Description | BUY/SELL | 5%
| VR21-E-20L-QT-40K | 20W - 2,352 Lumens - 4000K | 275 | 297 | 316.25
| VR21-E-36L-QT-40K | 36W - 4,227 Lumens - 4000K | 308.75 | 333.45 | 355.05
*Consult Factory for other options/color temperatures with extended lead times
| Options | Factory Installed | BUY/SELL | 5%
| 10YR | 10 Year Warranty | CALL | CALL | CALL
VR23-C | LED Wattage and Color Selectable Canopy | Description | BUY/SELL | 5%
| VR23-C-1L-QT-MCT | Wattage Selectable (14W/26W/38W/43W) - Color Selectable (30K/40K/50K) | 96.7 | 104.45 | 111.25
| VR23-C-2L-QT-MCT | Wattage Selectable (18W/35W/52W/60W) - Color Selectable (30K/40K/50K) | 117.3 | 126.65 | 134.9
| VR23-C-3L-QT-MCT | Wattage Selectable (26W/49W/73W/83W) - Color Selectable (30K/40K/50K) | 146.75 | 158.5 | 168.75
| Options | Factory Installed | BUY/SELL | 5%
| EBLED | 8W Emergency Battery Pack | 132.15 | 142.75 | 152
| PC | 120-277V Button Photocell | 15.85 | 17.15 | 18.25
| SGP | 10kV Surge Protection | 21.65 | 23.35 | 24.85
| 10YR | 10 Year Warranty | CALL | CALL | CALL
VersaLED Price Book
Canopy/Garage Effective 08/01/2022

## Indoor
VLFP9-BL-LED | Back-lit LED Flat Panel | Description | BUY/SELL | 5%
*Specify CCT: 35K, 40K, 50K
| VLFP9-BL-14-32L-QT-* | 1'x4' - 32W - 4,100 Lumens - DLC Premium | 47.25 | 51.05 | 54.35
| VLFP9-BL-22-32L-QT-* | 2'x2' - 32W - 4,200 Lumens - DLC Premium | 43.4 | 46.85 | 49.9
| VLFP9-BL-22-36L-QT-* | 2'x2' - 36W - 4,300 Lumens - DLC Standard | 42.65 | 46.05 | 49
| VLFP9-BL-24-40L-QT-* | 2'x4' - 40W - 5,300 Lumens - DLC Premium | 70.25 | 75.85 | 80.8
| VLFP9-BL-24-43L-QT-* | 2'x4' - 43W - 5,200 Lumens - DLC Standard | 71.4 | 77.1 | 82.1
| VLFP9-BL-24-55L-QT-* | 2'x4' - 55W - 7,300 Lumens - DLC Premium | 75.35 | 81.4 | 86.7
| Options | Factory Installed | BUY/SELL | 5%
Emergency Ballasts only installed on 2x2 and 2x4 models; 1x4 panles require remote mounting (see accessories)
| EBLED5W* | LED Emergency Ballast (5W, 600 Lumens) | 60.25 | 65.05 | 69.3
| EBLED8W* | LED Emergency Ballast (7.8W, 935 Lumens) | 66.9 | 72.252 | 76.95
| EBLED11W* | LED Emergency Ballast (10.7W, 1285 Lumens) | 73.75 | 79.65 | 84.8
| EBLED14W* | LED Emergency Ballast (13.7W, 1965 Lumens) | 80.4 | 86.85 | 92.45
| EBLED17W* | LED Emergency Ballast (17W, 2040 Lumens) | 86 | 92.9 | 98.9
| *Add T20 if ballast needs to be Title 20 Compliant |  | CALL | CALL | CALL
| 10YR | 10 Year Warranty | CALL | CALL | CALL
| Accessories | Order Separately, Ships on Side | BUY/SELL | 5%
| VLFP9-BL-SMK14 | 1X4 Surface Mount Kit | 9.15 | 9.85 | 10.5
| VLFP9-BL-SMK22 | 2X2 Surface Mount Kit | 22.25 | 24.05 | 25.6
| VLFP9-BL-SMK24 | 2X4 Surface Mount Kit | 32 | 34.55 | 36.8
| VLFP9-BL-DWK14 | 1X4 Flange Kit | 23.75 | 25.65 | 27.3
| VLFP9-BL-DWK22 | 2X2 Flange Kit | 18.15 | 19.6 | 20.85
| VLFP9-BL-DWK24 | 2X4 Flange Kit | 27.9 | 30.1 | 32.05
| VLFP9-BL-CMK | Cable Mount Kit | 9.15 | 9.85 | 10.5
| EBCP-LED-5W* | LED Emergency Ballast (5W, 600 Lumens) | 37 | 39.95 | 42.55
| EBCP-LED-8W* | LED Emergency Ballast (7.8W, 935 Lumens) | 52.15 | 56.3 | 59.95
| EBCP-LED-11W* | LED Emergency Ballast (10.7W, 1285 Lumens) | 56 | 60.5 | 64.4
| EBCP-LED-14W* | LED Emergency Ballast (13.7W, 1965 Lumens) | 64.65 | 69.8 | 74.3
| EBCP-LED-17W* | LED Emergency Ballast (17W, 2040 Lumens) | 71.5 | 77.2 | 82.2
| *Add T20 if ballast needs to be Title 20 Compliant |  | CALL | CALL | CALL
FP11-KB | LED Selectable Back-lit Flat Panel | Description | BUY/SELL | 5%
| FP11-KB-14-QT-CCT | 1X4 Wattage Selectable (20W/30W/40W) - Color Selectable (30K/40K/50K) | 45 | 48.6 | 51.75
| FP11-KB-22-QT-CCT | 2X2 Wattage Selectable (20W/30W/40W) - Color Selectable (30K/40K/50K) | 40 | 43.2 | 46
| FP11-KB-24-QT-CCT | 2X4 Wattage Selectable (30W/40W/50W) - Color Selectable (30K/40K/50K) | 67.5 | 72.9 | 77.65
| Options | Factory Installed | BUY/SELL | 5%
| EBLED | LED Emergency Ballast | 100 | 108 | 115
| 10YR | 10 Year Warranty | CALL | CALL | CALL
| Accessories | Order Separately, Ships on Side | BUY/SELL | 5%
| FP11-KB-SMK14 | 1X4 Surface Mount Kit | 35 | 37.8 | 40.25
| FP11-KB-SMK22 | 2X2 Surface Mount Kit | 31.25 | 33.75 | 35.95
| FP11-KB-SMK24 | 2X4 Surface Mount Kit | 38.75 | 41.85 | 44.55
SW3-LED | LED Stairwell Light | Description | BUY/SELL | 5%
*Specify CCT: 30K, 35K, 40K, 50K
#Specify Unoccupied Setting - 10%, 20%, 30%, 40%, 50%, 60%, 70%, 80%, 90%
| SW3-S-2X14L-QT-*-# | 2' - 14W - 1,400 Lumens - Square Housing | 168.75 | 182.25 | 194.05
| SW3-S-2X27L-QT-*-# | 2' - 27W - 2,700 Lumens - Square Housing | 189 | 204.1 | 217.35
| SW3-S-4X36L-QT-*-# | 4' - 36W - 3,600 Lumens - Square Housing | 202.5 | 218.7 | 232.85
| SW3-S-4X57L-QT-*-# | 4' - 57W - 5,700 Lumens - Square Housing | 262.5 | 283.5 | 301.9
| SW3-R-2X14L-QT-*-# | 2' - 14W - 1,400 Lumens - Round Housing | 181.25 | 195.75 | 208.45
| SW3-R-2X27L-QT-*-# | 2' - 27W - 2,700 Lumens - Round Housing | 201.5 | 217.6 | 231.7
| SW3-R-4X36L-QT-*-# | 4' - 36W - 3,600 Lumens - Round Housing | 212.5 | 229.5 | 244.35
| SW3-R-4X57L-QT-*-# | 4' - 57W - 5,700 Lumens - Round Housing | 268.75 | 290.25 | 309.05
| Options | Factory Installed | BUY/SELL | 5%
| EBLED | LED Emergency Ballast | 135 | 145.8 | 155.25
| 10YR | 10 Year Warranty | CALL | CALL | CALL
LDA-LED | LED Linear Surface | Description | BUY/SELL | 5%
*Specify CCT: 30K, 35K, 40K, 50K
| LDA-2X14L-QT-* | 2’ Linear - 14W - 1,860 Lumens | 100 | 108 | 115
| LDA-2X18L-QT-* | 2’ Linear - 18W - 2,220 Lumens | 105 | 113.4 | 120.75
| LDA-2X21L-QT-* | 2’ Linear - 21W - 2,530 Lumens | 107.5 | 116.1 | 123.6
| LDA-4X24L-QT-* | 4’ Linear - 24W - 2,400 Lumens | 117.5 | 126.9 | 135.15
| LDA-4X28L-QT-* | 4’ Linear - 28W - 3,720 Lumens | 120 | 129.6 | 138
| LDA-4X30L-QT-* | 4’ Linear - 30W - 3,985 Lumens | 123.75 | 133.65 | 142.3
| LDA-4X36L-QT-* | 4’ Linear - 36W - 4,440 Lumens | 131.25 | 141.75 | 150.95
| LDA-4X40L-QT-* | 4’ Linear - 40W - 4,820 Lumens | 122.5 | 132.3 | 140.9
| LDA-8X48L-QT-* | 8’ Linear - 48W - 6,460 Lumens | 172.5 | 186.3 | 198.35
| LDA-8X56L-QT-* | 8’ Linear - 56W - 7,540 Lumens | 197.5 | 213.3 | 227.1
| LDA-8X60L-QT-* | 8’ Linear - 60W - 8,080 Lumens | 200 | 216 | 230
| LDA-8X72L-QT-* | 8’ Linear - 72W - 9,370 Lumens | 202.5 | 218.7 | 232.85
| LDA-8X80L-QT-* | 8’ Linear - 80W - 10,520 Lumens | 206.25 | 222.75 | 237.2
| LDA-8X84L-QT-* | 8’ Linear - 84W - 11,050 Lumens | 211.25 | 228.15 | 242.95
| Options | Factory Installed | BUY/SELL | 5%
| EBLED | LED Emergency Ballast (4' / 8' Models only) | 135 | 145.8 | 155.25
| BLK | Black Housing (white standard) | 25 | 27 | 28.75
| SIL | Silver Housing (white standard) | 25 | 27 | 28.75
| RED | Red Housing (white standard) | 25 | 27 | 28.75
| BRN | Brushed Nickel (white standard) | 25 | 27 | 28.75
| OCS | Occupancy Sensor | 40 | 43.2 | 46
| MOCS | Internal Microwave Occupancy Sensor | 43.75 | 47.25 | 50.3
| 10YR | 10 Year Warranty | CALL | CALL | CALL
| Accessories | Order Separately, Ships on Side | BUY/SELL | 5%
| LDA-CK4 | 4’ Cable Kit & Power Feed with Canopy | 26.25 | 28.35 | 30.2
| LDA-CK4D | 4’ Cable Kit & Power Feed with Canopy and Dimming (5-wire) | 40 | 43.2 | 46
| LDA-CK12 | 12’ Cable Kit & Power Feed with Canopy | 37.5 | 40.5 | 43.15
| LDA-CK12D | 12’ Cable Kit & Power Feed with Canopy and Dimming (5-wire) | 55 | 59.4 | 63.25
ST1-LED | LED Premium Strip | Description | BUY/SELL | 5%
*Specify CCT: 30K, 35K, 40K, 50K
| ST1-2X18L-QT-* | 2' - 18W - 2,590 Lumens - 120-277V | 62.5 | 67.5 | 71.9
| ST1-2X24L-QT-* | 2' - 24W - 3,355 Lumens - 120-277V | 67.5 | 72.9 | 77.65
| ST1-2X28L-QT-* | 2' - 28W - 3,705 Lumens - 120-277V | 67.5 | 72.9 | 77.65
| ST1-2X30L-QT-* | 2' - 30W - 3,925 Lumens - 120-277V | 70 | 75.6 | 80.5
| ST1-4X24L-QT-* | 4' - 24W - 3,475 Lumens - 120-277V | 63.75 | 68.85 | 73.3
| ST1-4X30L-QT-* | 4' - 30W - 4,310 Lumens - 120-277V | 70 | 75.6 | 80.5
| ST1-4X35L-QT-* | 4' - 35W - 4,920 Lumens - 120-277V | 73.75 | 79.65 | 84.8
| ST1-4X48L-QT-* | 4' - 48W - 6,475 Lumens - 120-277V | 70 | 75.6 | 80.5
| ST1-4X57L-QT-* | 4' - 57W - 7,755 Lumens - 120-277V | 76.25 | 82.35 | 87.7
| ST1-4X97L-QT-* | 4' - 97W - 13,580 Lumens - 120-277V | 134.05 | 144.8 | 154.15
| ST1-8X24L-QT-* | 8' - 24W - 3,475 Lumens - 120-277V | 125 | 135 | 143.75
| ST1-8X48L-QT-* | 8'- 48W - 6,475 Lumens - 120-277V | 150 | 162 | 172.5
| ST1-8X57L-QT-* | 8' - 57W - 7,755 Lumens - 120-277V | 160 | 172.8 | 184
| ST1-8X70L-QT-* | 8' - 70W - 9,840 Lumens - 120-277V | 165 | 178.2 | 189.75
| ST1-8X97L-QT-* | 8' - 97W - 12,950 Lumens - 120-277V | 135 | 145.8 | 155.25
| ST1-8X118L-QT-* | 8' - 118W - 15,510 Lumens - 120-277V | 143.75 | 155.25 | 165.3
| ST1-8X166L-QT-* | 8' - 166W - 24,000 Lumens - 120-277V | 181.25 | 195.75 | 208.45
| Options | Factory Installed | BUY/SELL | 5%
| FL | Frosted Lens (4') | 15 | 16.2 | 17.25
| FL | Frosted Lens (8') | 30 | 32.4 | 34.5
| OCS | Occupancy Sensor | 43.75 | 47.25 | 50.3
| EBLED | LED Emergency Ballast | 135 | 145.8 | 155.25
| 480V | 347-480Vac | 35 | 37.8 | 40.25
| CS | 18/3 6" Cord | 12.5 | 13.5 | 14.35
| WP | 6' 3-Wire Whip | 18.75 | 20.25 | 21.55
| 10YR | 10 Year Warranty | CALL | CALL | CALL
| Accessories | Order Separately, Ships on Side | BUY/SELL | 5%
| ST1-WG | Wire Guard (Order 2 for 8-FT Fixture) | 11.25 | 12.15 | 12.95
| ST1-CK | (2) 2’ Chain Kits with V-Hooks | 6.55 | 7.1 | 7.55
ST1-LED-R | LED-Ready Strip | Description | BUY/SELL | 5%
*Specify CCT: 30K, 35K, 40K, 50K
| ST1-2-1X7L-LED-* | 2' - LED Ready for 1 lamp - 7 -, 950 Lumens | 26.25 | 28.35 | 30.2
| ST1-2-1X9L-LED-* | 2' - LED Ready for 1 lamp - 9W - 1,050 Lumens | 26.25 | 28.35 | 30.2
| ST1-2-2X7L-LED-* | 2' - LED Ready for 2 lamps - 7W - 950 Lumens | 40 | 43.2 | 46
| ST1-2-2X9L-LED-* | 2' - LED Ready for 2 lamps - 9W - 1,050 Lumens | 40 | 43.2 | 46
| ST1-4-1X12L-LED-* | 4’ - LED Ready for 1 lamp - 12.5W - 1,750 Lumens | 38.75 | 41.85 | 44.55
| ST1-4-1X15L-LED-* | 4’ - LED Ready for 1 lamp - 15W - 1,740 Lumens | 35 | 37.8 | 40.25
| ST1-4-1X18L-LED-* | 4’ - LED Ready for 1 lamp - 18W - 2,500 Lumens | 35 | 37.8 | 40.25
| ST1-4-2X12L-LED-* | 4’ - LED Ready for 2 lamp - 12.5W - 1,750 Lumens | 42.5 | 45.9 | 48.85
| ST1-4-2X15L-LED-* | 4’ - LED Ready for 2 lamp - 15W - 1,740 Lumens | 38.75 | 41.85 | 44.55
| ST1-4-2X18L-LED-* | 4’ - LED Ready for 2 lamp - 18W - 2,500 Lumens | 38.75 | 41.85 | 44.55
| ST1-8-2X12L-LED-* | 8’ - LED Ready for 2 lamp - 12.5W - 1,750 Lumens | 72.5 | 78.3 | 83.4
| ST1-8-2X15L-LED-* | 8’ - LED Ready for 2 lamp - 15W - 1,740 Lumens | 68.75 | 74.25 | 79.05
| ST1-8-2X18L-LED-* | 8’ - LED Ready for 2 lamp - 18W - 2,500 Lumens | 81.25 | 87.75 | 93.45
| ST1-8-4X12L-LED-* | 8’ - LED Ready for 4 lamp - 12.5W - 1,750 Lumens | 81.25 | 87.75 | 93.45
| ST1-8-4X15L-LED-* | 8’ - LED Ready for 4 lamp - 15W - 1,740 Lumens | 75 | 81 | 86.25
| ST1-8-4X18L-LED-* | 8’ - LED Ready for 4 lamp - 18W - 2,500 Lumens | 75 | 81 | 86.25
| Options | Factory Installed | BUY/SELL | 5%
| NL | No Lamp (not UL approved) | CALL | CALL | CALL
| WP | 6', 3-Wire Whip | 18.75 | 20.25 | 21.55
| CS | 18/3 6" Cord | 12.5 | 13.5 | 14.35
| EBLED | 5W Integrated Inverter | 81.25 | 87.75 | 93.45
| 10YR | 10 Year Warranty | CALL | CALL | CALL
| Accessories | Order Separately, Ships on Side | BUY/SELL | 5%
| ST1-WG2 | 2' Wire Guard | 8.15 | 8.8 | 9.35
| ST1-WG4 | 4' Wire Guard (Order 2 for 8-FT Fixture) | 8.15 | 8.8 | 9.35
| ST1-CK | (2) 2’ Chain Kits with V-Hooks | 7.5 | 8.1 | 8.65
VLST3-B-LED | LED Strip | Description | BUY/SELL | 5%
*Specify CCT: 35K, 40K, 50K
| VLST3-B-20L-QT-* | 2' Slim Strip - 20W - 2,500 Lumens | 23.35 | 25.25 | 26.9
| VLST3-B-25L-QT-* | 3’ Slim Strip - 25W - 3,100 Lumens | 27.1 | 29.3 | 31.2
| VLST3-B-33L-QT-* | 4’ Slim Strip - 33W - 4,250 Lumens | 34.85 | 37.65 | 40.1
| VLST3-B-62L-QT-* | 8’ Slim Strip - 62W - 8,100 Lumens | 64.75 | 69.95 | 74.45
| Options | Factory Installed | BUY/SELL | 5%
| OCS | Passive Infrared Occupancy Sensor | 17.2 | 18.55 | 19.75
| 10YR | 10 Year Warranty | CALL | CALL | CALL
VLST4-B-LED | LED Strip | Description | BUY/SELL | 5%
*Specify CCT: 35K, 40K, 50K
| VLST4-B-2X20L-QT-* | 2' Strip - 20W - 2,500 Lumens | 26.65 | 28.75 | 30.6
| VLST4-B-3X25L-QT-* | 3' Strip - 25W - 3,250 Lumens | 32.15 | 34.7 | 36.95
| VLST4-B-4X34L-QT-* | 4' Strip - 34W - 4,500 Lumens | 38.4 | 41.45 | 44.15
| VLST4-B-8X65L-QT-* | 8' Strip - 65W - 8,500 Lumens | 71.15 | 76.8 | 81.8
| Options | Factory Installed | BUY/SELL | 5%
| OCS | Passive Infrared Occupancy Sensor | 25.5 | 27.55 | 29.3
| MOCS | Microwave Occupancy Sensor | 43 | 46.45 | 49.45
| EBLED5W | LED Emergency Ballast (5W, 600 Lumens) - Compatible with 3', 4', 8' Models | 52.25 | 56.45 | 60.1
| EBLED8W | LED Emergency Ballast (7.8W, 935 Lumens) - Compatible with 4', 8' Models | 58.9 | 63.6 | 67.7
| EBLED11W | LED Emergency Ballast (10.7W, 1285 Lumens) - Compatible with 4', 8' Models | 62.25 | 67.25 | 71.6
| EBLED14W | LED Emergency Ballast (13.7W, 1965 Lumens) - Compatible with 8' Models | 70 | 75.6 | 80.5
| EBLED17W | LED Emergency Ballast (17W, 2040 Lumens) - Compatible with 4', 8' Models | 76.25 | 82.35 | 87.7
| 10YR | 10 Year Warranty | CALL | CALL | CALL
| Accessories | Order Separately, Ships on Side | BUY/SELL | 5%
| EBCP-LED-5W | LED Emergency Ballast (5W, 600 Lumens) | 37 | 39.95 | 42.55
| EBCP-LED-8W | LED Emergency Ballast (7.8W, 935 Lumens) | 52.15 | 56.3 | 59.95
| EBCP-LED-11W | LED Emergency Ballast (10.7W, 1285 Lumens) | 56 | 60.5 | 64.4
| EBCP-LED-14W | LED Emergency Ballast (13.7W, 1965 Lumens) | 64.65 | 69.8 | 74.3
| EBCP-LED-17W | LED Emergency Ballast (17W, 2040 Lumens) | 71.5 | 77.2 | 82.2
| VLST4-B-WG2 | 2' Wire Guard | 4.75 | 5.15 | 5.45
| VLST4-B-WG3 | 3' Wire Guard | 8.15 | 8.8 | 9.35
| VLST4-B-WG4 | 4' Wire Guard | 12 | 12.95 | 13.8
| VLST4-B-WG8 | 8' Wire Guard | 13.85 | 15 | 15.95
VLWA1-B-LED | LED Wraparound | Description | BUY/SELL | 5%
*Specify CCT: 35K, 40K, 50K
| VLWA1-B-40L-QT-* | 4' Wrap - 40W - 4,700 - 5,200 Lumens | 57.65 | 62.25 | 66.25
| Options | Factory Installed | BUY/SELL | 5%
| OCS | Passive Infrared Occupancy Sensor | 30.15 | 32.55 | 34.65
| MOCS | Microwave Occupancy Sensor | 49.25 | 53.2 | 56.65
| 10YR | 10 Year Warranty | CALL | CALL | CALL
| Accessories | Order Separately, Ships on Side | BUY/SELL | 5%
| EBCP-LED-5W | LED Emergency Ballast (5W, 600 Lumens) | 37 | 39.95 | 42.55
| EBCP-LED-8W | LED Emergency Ballast (7.8W, 935 Lumens) | 52.15 | 56.3 | 59.95
| EBCP-LED-11W | LED Emergency Ballast (10.7W, 1285 Lumens) | 56 | 60.5 | 64.4
| EBCP-LED-14W | LED Emergency Ballast (13.7W, 1965 Lumens) | 64.65 | 69.8 | 74.3
| EBCP-LED-17W | LED Emergency Ballast (17W, 2040 Lumens) | 71.5 | 77.2 | 82.2
WA1-LED | LED Wraparound | Description | BUY/SELL | 5%
*Specify CCT: 30K, 35K, 40K, 50K
2' Housing - 11.25"
| WA1-2X20L-QT-* | 2' Wrap - 20W - 2,100 Lumens | 63.75 | 68.85 | 73.3
| WA1-2X24L-QT-* | 2' Wrap - 24W - 2,250 Lumens | 67.5 | 72.9 | 77.65
| WA1-2X28L-QT-* | 2' Wrap - 28W - 2,800 Lumens | 71.55 | 77.25 | 82.3
| WA1-2X30L-QT-* | 2' Wrap - 30W - 3,060 Lumens | 80 | 86.4 | 92
2' Housing - 15.20"
| WA1-2X32WL-QT-* | 2' Wrap - Wide Housing, 4 rows - 32W - 3,450 Lumens | 65 | 70.2 | 74.75
| WA1-2X48WL-QT-* | 2' Wrap - Wide Housing, 4 rows - 48W - 5,000 Lumens | 76.95 | 83.1 | 88.5
| WA1-2X57WL-QT-* | 2' Wrap - Wide Housing, 4 rows - 57W - 5,700 Lumens | 88.75 | 95.85 | 102.05
4' Housing - 11.25"
| WA1-4X32L-QT-* | 4' Wrap - 32W - 3,450 Lumens | 90 | 97.2 | 103.5
| WA1-4X48L-QT-* | 4' Wrap - 48W - 5,000 Lumens | 100 | 108 | 115
| WA1-4X57L-QT-* | 4' Wrap - 57W - 5,700 Lumens | 106.25 | 114.75 | 122.2
| WA1-4X60L-QT-* | 4' Wrap - 60W - 6,000 Lumens | 118.75 | 128.25 | 136.55
| WA1-4X72L-QT-* | 4' Wrap - 72W - 7,000 Lumens | 155.25 | 167.65 | 178.55
4' Housing - 15.20"
| WA1-4X48WL-QT-* | 4' Wrap - Wide Housing, 4 rows - 48W - 5,000 Lumens | 112.5 | 121.5 | 129.4
| WA1-4X60WL-QT-* | 4' Wrap - Wide Housing, 4 rows - 60W - 4,041 Lumens | 131.25 | 141.75 | 150.95
| WA1-4X65WL-QT-* | 4' Wrap - Wide Housing, 4 rows - 65W - 7,000 Lumens | 143.75 | 155.25 | 165.3
| WA1-4X97WL-QT-* | 4' Wrap - Wide Housing, 4 rows - 97W - 9,600 Lumens | 176.25 | 190.35 | 202.7
| WA1-4X72WL-QT-* | 4' Wrap - Wide Housing. 4 rows - 72W - 8,200 Lumens | 155.25 | 167.65 | 178.55
| WA1-4X114WL-QT-* | 4' Wrap - Wide Housing, 4 rows - 114W - 10,800 Lumens | 195 | 210.6 | 224.25
8' Housing - 11.25"
| WA1-8X48L-QT-* | 8' Wrap - 48W - 5,000 Lumens | 170 | 183.6 | 195.5
| WA1-8X65L-QT-* | 8' Wrap - 65W - 7,000 Lumens | 180 | 194.4 | 207
| WA1-8X97L-QT-* | 8' Wrap - 97W - 9,600 Lumens | 195.75 | 211.4 | 225.1
| WA1-8X114L-QT-* | 8' Wrap - 114W - 10,800 Lumens | 210 | 226.8 | 241.5
| Options | Factory Installed | BUY/SELL | 5%
| EM | LED Emergency Ballast | 135 | 145.8 | 155.25
| SWL | Smooth White Lens (clear prismatic standard) | 18.75 | 20.25 | 21.55
| 10YR | 10 Year Warranty | CALL | CALL | CALL
WA4-LED | LED Wraparound | Description | BUY/SELL | 5%
*Specify CCT: 30K, 35K, 40K, 50K
| WA4-2X12L-QT-* | 2' Wrap - 12W - 1,665 Lumens | 72.5 | 78.3 | 83.4
| WA4-2X18L-QT-* | 2' Wrap - 18W - 2,420 Lumens | 75 | 81 | 86.25
| WA4-2X24L-QT-* | 2' Wrap - 24W - 3,135 Lumens | 78.75 | 85.05 | 90.55
| WA4-2X28L-QT-* | 2' Wrap - 28W - 3,465 Lumens | 81.25 | 87.75 | 93.45
| WA4-2X30L-QT-* | 2' Wrap - 30W - 3,630 Lumens | 81.25 | 87.75 | 93.45
| WA4-4X23L-QT-* | 4' Wrap - 23W - 2,650 Lumens | 70 | 75.6 | 80.5
| WA4-4X32L-QT-* | 4' Wrap - 32W - 3,450 Lumens | 85 | 91.8 | 97.75
| WA4-4X35L-QT-* | 4' Wrap - 35W - 3,800 Lumens | 90 | 97.2 | 103.5
| WA4-4X48L-QT-* | 4' Wrap - 48W - 5,100 Lumens | 91.25 | 98.55 | 104.95
| WA4-4X56L-QT-* | 4' Wrap - 56W - 6,000 Lumens | 87.5 | 94.5 | 100.6
| WA4-4X72L-QT-* | 4' Wrap - 72W - 8,200 Lumens | 97.5 | 105.3 | 112.1
| Options | Factory Installed | BUY/SELL | 5%
| 480V | 347-480Vac | 31.25 | 33.75 | 35.95
| EM10 | LED Emergency Ballast | 135 | 145.8 | 155.25
| FL | Frosted Lens (Clear Prismatic standard) | 26.25 | 28.35 | 30.2
| WP6 | 6' Whip - 3-Wire | 18.75 | 20.25 | 21.55
| 10YR | 10 Year Warranty | CALL | CALL | CALL
VLWA6-B | LED Wraparound | Description | BUY/SELL | 5%
*Specify CCT: 30K, 35K, 40K, 50K
| VLWA6-B-4X38L-QT-* | 4' Wrap - 35W - 4,400 Lumens | 41 | 44.3 | 47.15
VLWA7-B-LED | LED Wraparound | Description | BUY/SELL | 5%
*Specify CCT: 30K, 40K, 50K
| VLWA7-B-4X35L-QT-* | 4' Wrap - 35W - 4,000 Lumens | 27.65 | 29.85 | 31.75
VLCB3-B-LED | LED Center Basket | Description | BUY/SELL | 5%
*Specify CCT: 35K, 40K, 50K
| VLCB3-B-22-24L-QT-* | 2X2 Basket - 24W - 3,000 Lumens
| VLCB3-B-24-33L-QT-* | 2X4 Basket - 33W - 4,500 Lumens | 95 | 102.6 | 109.25
| Options | Factory Installed | BUY/SELL | 5%
| MOCS | Microwave Occupancy Sensor | 44 | 47.5 | 50.6
| EBLED5W* | LED Emergency Ballast (5W, 600 Lumens) | 56.25 | 60.75 | 64.7
| EBLED8W* | LED Emergency Ballast (7.8W, 935 Lumens) | 62.85 | 67.9 | 72.3
| EBLED11W* | LED Emergency Ballast (10.7W, 1285 Lumens) | 66.25 | 71.55 | 76.2
| EBLED14W* | LED Emergency Ballast (13.7W, 1965 Lumens) | 81 | 87.5 | 93.15
| EBLED17W* | LED Emergency Ballast (17W, 2040 Lumens) | 80.25 | 86.65 | 92.3
| *Add T20 if ballast needs to be Title 20 Compliant |  | CALL | CALL | CALL
| 10YR | 10 Year Warranty | CALL | CALL | CALL
| Accessories | Order Separately, Ships on Side | BUY/SELL | 5%
| EBCP-LED-5W | LED Emergency Ballast (5W, 600 Lumens) | 37 | 39.95 | 42.55
| EBCP-LED-8W | LED Emergency Ballast (7.8W, 935 Lumens) | 52.15 | 56.3 | 59.95
| EBCP-LED-11W | LED Emergency Ballast (10.7W, 1285 Lumens) | 56 | 60.5 | 64.4
| EBCP-LED-14W | LED Emergency Ballast (13.7W, 1965 Lumens) | 64.65 | 69.8 | 74.3
| EBCP-LED-17W | LED Emergency Ballast (17W, 2040 Lumens) | 71.5 | 77.2 | 82.2
| VLCB3-B-DWK22 | 2X2 Flange Kit | 18.15 | 19.6 | 20.85
| VLCB3-B-DWK24 | 2X4 Flange Kit | 27.9 | 30.1 | 32.05
| VLCB3-B-SMK22 | 2X2 Surface Mount Kit | 22.25 | 24.05 | 25.6
| VLCB3-B-SMK24 | 2X4 Surface Mount Kit | 32 | 34.55 | 36.8
| VLCB3-B-CMK | Cable Mount Kit | 9.15 | 9.85 | 10.5
LPCB-LED | LED Surface Direct/Indirect Center Basket | Description | BUY/SELL | 5%
*Specify CCT: 30K, 35K, 40K, 50K
#Specify Diffuser - Frosted Lens (FL), Perforated Basket (PF), Ribbed Acrylic Lens (RL)
| LPCB-14X28L-QT-*-# | 1x4 Basket - 28W - 3,200 Lumens | 143.75 | 155.25 | 165.3
| LPCB-14X32L-QT-*-# | 1x4 Basket - 32W - 3,620 Lumens | 147.5 | 159.3 | 169.65
| LPCB-14X48L-QT-*-# | 1x4 Basket - 48W - 5,450 Lumens | 150 | 162 | 172.5
| LPCB-14X57L-QT-*-# | 1x4 Basket - 57W - 6,080 Lumens | 162.5 | 175.5 | 186.85
| LPCB-14X60L-QT-*-# | 1x4 Basket - 60W - 6,430 Lumens | 168.75 | 182.25 | 194.05
| LPCB-22X20L-QT-*-# | 2x2 Basket - 20W - 2,125 Lumens | 125 | 135 | 143.75
| LPCB-22X24L-QT-*-# | 2x2 Basket - 24W - 2,700 Lumens | 125 | 135 | 143.75
| LPCB-22X28L-QT-*-# | 2x2 Basket - 28W - 2,980 Lumens | 131.25 | 141.75 | 150.95
| LPCB-22X30L-QT-*-# | 2x2 Basket - 30W - 3,200 Lumens | 135 | 145.8 | 155.25
| LPCB-22X35L-QT-*-# | 2x2 Basket - 35W - 3,500 Lumens | 137.5 | 148.5 | 158.15
| LPCB-22X42L-QT-*-# | 2x2 Basket - 42W - 4,080 Lumens | 147.5 | 159.3 | 169.65
| LPCB-22X48L-QT-*-# | 2X2 Basket - 48W - 6,155 Lumens | 157.5 | 170.1 | 181.15
| LPCB-24X28L-QT-*-# | 2x4 Basket - 28W - 3,200 Lumens | 155 | 167.4 | 178.25
| LPCB-24X32L-QT-*-# | 2x4 Basket - 32W - 3,620 Lumens | 158.75 | 171.45 | 182.55
| LPCB-24X48L-QT-*-# | 2x4 Basket - 48W - 5,450 Lumens | 168.75 | 182.25 | 194.05
| LPCB-24X57L-QT-*-# | 2z4 Basket - 57W - 6,080 Lumens | 172.5 | 186.3 | 198.35
| LPCB-24X60L-QT-*-# | 2x4 Basket - 60W - 6,430 Lumens | 185 | 199.8 | 212.75
| LPCB-24X62L-QT-*-# | 2x4 Basket - 62W - 6,900 Lumens | 185 | 199.8 | 212.75
| LPCB-24X72L-QT-*-# | 2x4 Basket - 72W - 7,000 Lumens | 202.5 | 218.7 | 232.85
| Options | Factory Installed | BUY/SELL | 5%
| EM5 | LED Emergency Ballast (5W, 850 Lumens) | 135 | 145.8 | 155.25
| 10YR | 10 Year Warranty | CALL | CALL | CALL
RLPCB-LED | LED Recessed Volumetric Center Basket | Description | BUY/SELL | 5%
*Specify CCT: 30K, 35K, 40K, 50K
| RLPCB-14X15L-QT-* | 1x4 Basket - 15W - 1,940 Lumens | 85 | 91.8 | 97.75
| RLPCB-14X22L-QT-* | 1x4 Basket - 22W - 3,145 Lumens | 86.25 | 93.15 | 99.2
| RLPCB-14X30L-QT-* | 1x4 Basket - 30W - 4,015 Lumens | 89.4 | 96.55 | 102.8
| RLPCB-14X35L-QT-* | 1x4 Basket - 35W - 4,580 Lumens | 89.1 | 96.25 | 102.45
| RLPCB-14X40L-QT-* | 1x4 Basket - 40W - 5,140 Lumens | 92.5 | 99.9 | 106.35
| RLPCB-14X48L-QT-* | 1x4 Basket - 48W - 6,025 Lumens | 100 | 108 | 115
| RLPCB-14X57L-QT-* | 1x4 Basket - 57W - 7,020 Lumens | 89.1 | 96.25 | 102.45
| RLPCB-22X18L-QT-* | 2x2 Basket - 18W - 2,115 Lumens | 80 | 86.4 | 92
| RLPCB-22X20L-QT-* | 2x2 Basket - 20W - 2,535 Lumens | 83.7 | 90.4 | 96.25
| RLPCB-22X24L-QT-* | 2x2 Basket - 24W - 3,015 Lumens | 85 | 91.8 | 97.75
| RLPCB-22X30L-QT-* | 2x2 Basket - 30W - 3,605 Lumens | 83.7 | 90.4 | 96.25
| RLPCB-24X15L-QT-* | 2x4 Basket - 15W - 1,955 Lumens | 83.75 | 90.45 | 96.3
| RLPCB-24X22L-QT-* | 2x4 Basket - 22W - 3,145 Lumens | 86.25 | 93.15 | 99.2
| RLPCB-24X30L-QT-* | 2x4 Basket - 30W - 4,095 Lumens | 88.75 | 95.85 | 102.05
| RLPCB-24X32L-QT-* | 2x4 Basket - 32W - 4,305 Lumens | 88.75 | 95.85 | 102.05
| RLPCB-24X35L-QT-* | 2x4 Basket - 35W - 4,535 Lumens | 94.5 | 102.05 | 108.65
| RLPCB-24X40L-QT-* | 2x4 Basket - 40W - 5,245 Lumens | 94.5 | 102.05 | 108.65
| RLPCB-24X48L-QT-* | 2x4 Basket - 48W - 6,155 Lumens | 94.5 | 102.05 | 108.65
| RLPCB-24X57L-QT-* | 2x4 Basket - 57W - 7,210 Lumens | 94.5 | 102.05 | 108.65
| Options | Factory Installed | BUY/SELL | 5%
| EM | LED Emergency Ballast | 135 | 145.8 | 155.25
| OCSD | Occupancy Sensor with Daylight Harvesting | 47.5 | 51.3 | 54.6
| 480V | 347-480V Driver (replaces QT in part number) | 31.25 | 33.75 | 35.95
| 10YR | 10 Year Warranty | CALL | CALL | CALL
LPDB-LED | LED Low Profile Dual Basket | Description | BUY/SELL | 5%
*Specify CCT: 30K, 35K, 40K, 50K
#Specify Diffuser - Frosted Lens (FL), Perforated Basket (PF), Ribbed Acrylic Lens (RL)
| LPDB-22X20L-QT-*-# | 2x2 Basket - 20W - 2,125 Lumens | 100 | 108 | 115
| LPDB-22X24L-QT-*-# | 2x2 Basket - 24W - 2,700 Lumens | 100 | 108 | 115
| LPDB-22X28L-QT-*-# | 2x2 Basket - 28W - 2,980 Lumens | 106.25 | 114.75 | 122.2
| LPDB-22X30L-QT-*-# | 2x2 Basket - 30W - 3,200 Lumens | 112.5 | 121.5 | 129.4
| LPDB-22X35L-QT-*-# | 2x2 Basket - 35W - 3,500 Lumens | 117.5 | 126.9 | 135.15
| LPDB-22X42L-QT-*-# | 2x2 Basket - 42W - 4,080 Lumens | 131.25 | 141.75 | 150.95
| LPDB-22X48L-QT-*-# | 2X2 Basket - 48W - 6,155 Lumens | 137.5 | 148.5 | 158.15
| LPDB-24X28L-QT-*-# | 2x4 Basket - 28W - 3,200 Lumens | 118.75 | 128.25 | 136.55
| LPDB-24X32L-QT-*-# | 2x4 Basket - 32W - 3,620 Lumens | 118.75 | 128.25 | 136.55
| LPDB-24X48L-QT-*-# | 2x4 Basket - 48W - 5,450 Lumens | 142.5 | 153.9 | 163.9
| LPDB-24X57L-QT-*-# | 2z4 Basket - 57W - 6,080 Lumens | 145 | 156.6 | 166.75
| LPDB-24X60L-QT-*-# | 2x4 Basket - 60W - 6,430 Lumens | 147.5 | 159.3 | 169.65
| LPDB-24X62L-QT-*-# | 2x4 Basket - 62W - 6,900 Lumens | 147.5 | 159.3 | 169.65
| LPDB-24X72L-QT-*-# | 2x4 Basket - 72W - 7,000 Lumens | 152.5 | 164.7 | 175.4
| Options | Factory Installed | BUY/SELL | 5%
| EM5 | LED Emergency Ballast (5W, 850 Lumens) | 135 | 145.8 | 155.25
| WP6 | 6' Whip - 3-Wire | 18.75 | 20.25 | 21.55
| 10YR | 10 Year Warranty | CALL | CALL | CALL
RT4-LED | LED Recessed Grid Troffer | Description | BUY/SELL | 5%
*Specify CCT: 30K, 35K, 40K, 50K
1x4 Housing
| RT4-14X22L-QT-* | 1x4 Troffer - 22W - 2,810 Lumens | 87.5 | 94.5 | 100.6
| RT4-14X30L-QT-* | 1x4 Troffer - 30W - 3,585 Lumens | 92.5 | 99.9 | 106.35
| RT4-14X35L-QT-* | 1x4 Troffer - 35W - 4,090 Lumens | 92.5 | 99.9 | 106.35
| RT4-14X40L-QT-* | 1x4 Troffer - 40W - 4,590 Lumens | 92.5 | 99.9 | 106.35
| RT4-14X48L-QT-* | 1x4 Troffer - 48W - 5,385 Lumens | 92.5 | 99.9 | 106.35
| RT4-14X57L-QT-* | 1x4 Troffer - 57W - 6,370 Lumens | 97.5 | 105.3 | 112.1
2x2 Housing
| RT4-22X20L-QT-* | 2x2 Troffer - 20W - 2,300 Lumens | 78.75 | 85.05 | 90.55
| RT4-22X24L-QT-* | 2x2 Troffer - 24W - 2,600 Lumens | 78.75 | 85.05 | 90.55
| RT4-22X28L-QT-* | 2x2 Troffer - 28W - 3,000 Lumens | 78.75 | 85.05 | 90.55
| RT4-22X35L-QT-* | 2x2 Troffer - 35W - 3,600 Lumens | 82.5 | 89.1 | 94.85
| RT4-22X45L-QT-* | 2x2 Troffer - 45W - 4,470 Lumens | 86.25 | 93.15 | 99.2
2x4 Housing
| RT4-24X32L-QT-* | 2x4 Troffer - 32W - 3,970 Lumens | 92.5 | 99.9 | 106.35
| RT4-24X35L-QT-* | 2x4 Troffer - 35W - 4,345 Lumens | 92.5 | 99.9 | 106.35
| RT4-24X45L-QT-* | 2x4 Troffer - 45W - 5,500 Lumens | 92.5 | 99.9 | 106.35
| RT4-24X48L-QT-* | 2x4 Troffer - 48W - 5,900 Lumens | 92.5 | 99.9 | 106.35
| RT4-24X57L-QT-* | 2x4 Troffer - 57W - 6,735 Lumens | 92.5 | 99.9 | 106.35
| RT4-24X62L-QT-* | 2x4 Troffer - 62W - 7,000 Lumens | 97.5 | 105.3 | 112.1
| RT4-24X72L-QT-* | 2x4 Troffer - 72W - 8,700 Lumens | 126.25 | 136.35 | 145.2
| Options | Factory Installed | BUY/SELL | 5%
| NL | No Lens (.100 Prismatic Acrylic Standard) | 0 | 0 | 0
| NFL | No Frame/Lens (.100 Prismatic Acrylic Standard) | 0 | 0 | 0
| AL125 | A12 Acrylic .125 Lens (.100 Prismatic Acrylic Standard) | 10 | 10.8 | 11.5
| AL156 | A19 Acrylic .156 Lens (.100 Prismatic Acrylic Standard) | 18.75 | 20.25 | 21.55
| CL | Clear .100 Lens (.100 Prismatic Acrylic Standard) | 22.5 | 24.3 | 25.85
| CL125 | Clear .125 Lens (.100 Prismatic Acrylic Standard) | 26.25 | 28.35 | 30.2
| SW | Smooth White .100 Lens (.100 Prismatic Acrylic Standard) | 25 | 27 | 28.75
| SL1 | Parabolic Louver (1/2" x 1/2" x 3/8") | 25 | 27 | 28.75
| SL2 | Parabolic Louver (3/4" x 3/4" x 3/8") | 31.25 | 33.75 | 35.95
| SL3 | Parabolic Louver (11/2" x 11/2" x 1") | 35 | 37.8 | 40.25
| WL1 | White Parabolic Louver (1/2" x 1/2" x 3/8") | 45 | 48.6 | 51.75
| FL | High Optic Frosted Lens | 30 | 32.4 | 34.5
| EM | LED Emergency Ballast | 135 | 145.8 | 155.25
| MOCS | Internal Microwave Occupancy Sensor | 50 | 54 | 57.5
| 10YR | 10 Year Warranty | CALL | CALL | CALL
| Accessories | Order Separately, Ships on Side | BUY/SELL | 5%
| RT4-SMK14 | 1X4 Surface Mount Kit | 43.75 | 47.25 | 50.3
| RT4-SMK22 | 2X2 Surface Mount Kit | 43.75 | 47.25 | 50.3
| RT4-SMK24 | 2X4 Surface Mount Kit | 43.75 | 47.25 | 50.3
| RT4-DWK14 | 1X4 Flange Kit | 23.75 | 25.65 | 27.3
| RT4-DWK22 | 2X2 Flange Kit | 22.5 | 24.3 | 25.85
| RT4-DWK24 | 2X4 Flange Kit | 25 | 27 | 28.75
RT4-HL-LED | LED High Output Recessed Grid Troffer | Description | BUY/SELL | 5%
*Specify CCT: 30K, 35K, 40K, 50K
1x4 Housing
| RT4-HL-14X72L-QT-* | 1x4 Troffer - 72W - 10,440 Lumens | 156.25 | 168.75 | 179.7
| RT4-HL-14X90L-QT-* | 1x4 Troffer - 90W - 12,060 Lumens | 168.75 | 182.25 | 194.05
| RT4-HL-14X100L-QT-* | 1x4 Troffer - 100W - 13,480 Lumens | 181.25 | 195.75 | 208.45
| RT4-HL-14X114L-QT-* | 1x4 Troffer - 114W - 16,000 Lumens | 197.5 | 213.3 | 227.1
| RT4-HL-14X144L-QT-* | 1x4 Troffer - 144W - 19,000 Lumens | 225 | 243 | 258.75
2x2 Housing
| RT4-HL-22X72L-QT-* | 2x2 Troffer - 72W - 10,440 Lumens | 143.75 | 155.25 | 165.3
| RT4-HL-22X90L-QT-* | 2x2 Troffer - 90W - 12,060 Lumens | 156.25 | 168.75 | 179.7
| RT4-HL-22X100L-QT-* | 2x2 Troffer - 100W - 13,480 Lumens | 193.75 | 209.25 | 222.8
| RT4-HL-22X135L-QT-* | 2x2 Troffer - 135W - 18,200 Lumens | 218.75 | 236.25 | 251.55
2x4 Housing
| RT4-HL-24X97L-QT-* | 2x4 Troffer - 97W - 13,795 Lumens | 197.5 | 213.3 | 227.1
| RT4-HL-24X114L-QT-* | 2x4 Troffer - 114W - 17,560 Lumens | 210 | 226.8 | 241.5
| RT4-HL-24X118L-QT-* | 2x4 Troffer - 118W - 16,660 Lumens | 235 | 253.8 | 270.25
| RT4-HL-24X127L-QT-* | 2x4 Troffer - 127W - 18,000 Lumens | 251.25 | 271.35 | 288.95
| RT4-HL-24X144L-QT-* | 2x4 Troffer - 144W - 21,305 Lumens | 300 | 324 | 345
| Options | Factory Installed | BUY/SELL | 5%
| NL | No Lens (.100 Prismatic Acrylic Standard) | 0 | 0 | 0
| NFL | No Frame/Lens (.100 Prismatic Acrylic Standard) | 0 | 0 | 0
| AL125 | A12 Acrylic .125 Lens (.100 Prismatic Acrylic Standard) | 10 | 10.8 | 11.5
| AL156 | A19 Acrylic .156 Lens (.100 Prismatic Acrylic Standard) | 18.75 | 20.25 | 21.55
| CL | Clear .100 Lens (.100 Prismatic Acrylic Standard) | 22.5 | 24.3 | 25.85
| CL125 | Clear .125 Lens (.100 Prismatic Acrylic Standard) | 26.25 | 28.35 | 30.2
| SW | Smooth White .100 Lens (.100 Prismatic Acrylic Standard) | 25 | 27 | 28.75
| SL1 | Parabolic Louver (1/2" x 1/2" x 3/8") | 25 | 27 | 28.75
| SL2 | Parabolic Louver (3/4" x 3/4" x 3/8") | 31.25 | 33.75 | 35.95
| SL3 | Parabolic Louver (11/2" x 11/2" x 1") | 35 | 37.8 | 40.25
| WL1 | White Parabolic Louver (1/2" x 1/2" x 3/8") | 45 | 48.6 | 51.75
| FL | High Optic Frosted Lens | 30 | 32.4 | 34.5
| EM | LED Emergency Ballast | 135 | 145.8 | 155.25
| MOCS | Internal Microwave Occupancy Sensor | 50 | 54 | 57.5
| 10YR | 10 Year Warranty | CALL | CALL | CALL
| Accessories | Order Separately, Ships on Side | BUY/SELL | 5%
| RT4-SMK14 | 1X4 Surface Mount Kit | 43.75 | 47.25 | 50.3
| RT4-SMK22 | 2X2 Surface Mount Kit | 43.75 | 47.25 | 50.3
| RT4-SMK24 | 2X4 Surface Mount Kit | 43.75 | 47.25 | 50.3
| RT4-DWK14 | 1X4 Flange Kit | 23.75 | 25.65 | 27.3
| RT4-DWK22 | 2X2 Flange Kit | 22.5 | 24.3 | 25.85
| RT4-DWK24 | 2X4 Flange Kit | 25 | 27 | 28.75
RT6-LED | LED Recessed Grid Troffer | Description | BUY/SELL | 5%
*Specify CCT: 30K, 35K, 40K, 50K
| RT6-22X24L-QT-* | 2x2 Troffer - 24W - 2,600 Lumens | 112.5 | 121.5 | 129.4
| RT6-22X28L-QT-* | 2x2 Troffer - 28W - 3,000 Lumens | 112.5 | 121.5 | 129.4
| RT6-22X35L-QT-* | 2x2 Troffer - 35W - 4,100 Lumens | 118.75 | 128.25 | 136.55
| RT6-24X35L-QT-* | 2x4 Troffer - 35W - 3,650 Lumens | 125 | 135 | 143.75
| RT6-24X48L-QT-* | 2x4 Troffer - 48W - 5,400 Lumens | 131.25 | 141.75 | 150.95
| RT6-24X52L-QT-* | 2x4 Troffer - 52W - 5,125 Lumens | 142.5 | 153.9 | 163.9
| RT6-24X57L-QT-* | 2x4 Troffer - 57W - 6,050 Lumens | 147.5 | 159.3 | 169.65
| Options | Factory Installed | BUY/SELL | 5%
| EM | LED Emergency Ballast | 135 | 145.8 | 155.25
| OCS | Occupancy Sensor | 43.75 | 47.25 | 50.3
| WP6 | 6' Whip - 3-Wire | 18.75 | 20.25 | 21.55
| 10YR | 10 Year Warranty | CALL | CALL | CALL
VLUC3-B-LED | LED Undercabinet Light | Description | BUY/SELL | 5%
| VLUC3-B-8L-120V-27K | 8" - 4W - 210 Lumens - White - 2700K | 21.1 | 22.8 | 24.3
| VLUC3-B-11L-120V-27K | 11" - 6W - 470 Lumens - White - 2700K | 23.6 | 25.5 | 27.15
| VLUC3-B-14L-120V-27K | 14" - 9W - 510 Lumens - White - 2700K | 26.5 | 28.6 | 30.45
| VLUC3-B-18L-120V-27K | 18" - 11W -690 Lumens - White - 2700K | 31.4 | 33.9 | 36.1
| VLUC3-B-22L-120V-27K | 22" - 11W - 750 Lumens - White - 2700K | 33.4 | 36.05 | 38.4
| VLUC3-B-29L-120V-27K | 29" - 13W - 950 Lumens - White - 2700K | 36 | 38.9 | 41.4
| VLUC3-B-32L-120V-27K | 32" - 15W - 1,100 Lumens - White - 2700K | 44.5 | 48.05 | 51.15
| VLUC3-B-36L-120V-27K | 36" - 16W - 1,130 Lumens - White - 2700K | 48.5 | 52.4 | 55.75
| VLUC3-B-48L-120V-27K | 48" - 18W - 1,430 Lumens - White - 2700K | 65.35 | 70.6 | 75.2
| Options | Factory Installed | BUY/SELL | 5%
| LC1N | Linkable Connector with 1" Lead Wire | 1 | 1.1 | 1.15
| LC2N | Linkable Connector with 2" Lead Wire | 1.15 | 1.2 | 1.3
| LC3N | Linkable Connector with 3" Lead Wire | 1.4 | 1.5 | 1.6
| LC2F | Linkable Connector with 2' Lead Wire | 2 | 2.15 | 2.3
| Accessories | Order Separately, Ships on Side | BUY/SELL | 5%
| VLUC3-B-PC | Power Cord | 4.5 | 4.85 | 5.15
VLUC4-B-LED | LED Undercabinet Light | Description | BUY/SELL | 5%
*Specify CCT: 30K, 40K
| VLUC4-B-9L-QT-* | 9" - 3.9W - 327 Lumens - White | 13.75 | 14.85 | 15.8
| VLUC4-B-12L-QT-* | 12" - 5.0W - 457 Lumens - White | 16.15 | 17.4 | 18.55
| VLUC4-B-18L-QT-* | 18" - 7.7W - 725 Lumens - White | 18.15 | 19.6 | 20.85
| VLUC4-B-24L-QT-* | 24" - 9.7W - 865 Lumens - White | 21.1 | 22.8 | 24.3
| VLUC4-B-34L-QT-* | 34" - 14.7W - 1,357 Lumens - White | 26 | 28.1 | 29.9
| VLUC4-B-48L-QT-* | 48" - 19.5W - 1,805 Lumens - White | 30.65 | 33.1 | 35.2
VersaLED Price Book
Indoor Effective 08/01/2022

## Vapor
VLVT1-B-LED | LED Vaportight | Description | BUY/SELL | 5%
*Specify CCT: 35K, 40K, 50K
| VLVT1-B-35L-QT-* | 4' - 35W - 4,500 Lumens | 58.4 | 63.05 | 67.15
| VLVT1-B-40L-QT-* | 4' - 40W - 5,000 Lumens | 57.15 | 61.7 | 65.7
| VLVT1-B-52L-QT-* | 4' - 52W - 6,500 Lumens | 62.85 | 67.9 | 72.3
| Options | Factory Installed | BUY/SELL | 5%
| EBLED5W | LED Emergency Ballast (5W, 600 Lumens) | 59.5 | 64.25 | 68.4
| EBLED8W | LED Emergency Ballast (7.8W, 935 Lumens) | 66 | 71.3 | 75.9
| EBLED11W | LED Emergency Ballast (10.7W, 1285 Lumens) | 69.5 | 75.05 | 79.9
| OCS | Internal Occupancy Sensor | 42.85 | 46.3 | 49.3
| 10YR | 10 Year Warranty | CALL | CALL | CALL
VT6-LED | LED Vaportight | Description | BUY/SELL | 5%
*Specify CCT: 35K, 40K, 50K
| VT6-35L-QT-* | 35W - 3,500 Lumens | 49.4 | 53.35 | 56.8
| VT6-50L-QT-* | 50W - 6,300 Lumens | 58.15 | 62.8 | 66.85
| VT6-55L-QT-* | 55W - 6,400 Lumens | 53.15 | 57.4 | 61.1
| VT6-70L-QT-* | 70W - 8,800 Lumens | 72.5 | 78.3 | 83.4
| Options | Factory Installed | BUY/SELL | 5%
| EBLED | LED Emergency Ballast | CALL | CALL | CALL
| 480V | 480V Driver (replaces QT in part number) | 17.5 | 18.9 | 20.15
| SSL | Stainless Steel Clips (x8) | 5.65 | 6.1 | 6.45
| FP | Inline Fuse Protection (3A) | 1.9 | 2.05 | 2.15
| TPS | Tamper proof screws | 13.15 | 14.2 | 15.1
| TPB | Tamper Proof Driver Bit | 8.15 | 8.8 | 9.35
| OCS | External Occupancy Sensor | 68.75 | 74.25 | 79.05
| SGP | 10kV Surge Protection | 8.15 | 8.8 | 9.35
| 10YR | 10 Year Warranty | CALL | CALL | CALL
| Accessories | Order Separately, Ships on Side | BUY/SELL | 5%
| VT6-GK50 | 50" Adjustable Aviation Cable | 21.25 | 22.95 | 24.45
| VT6-GK72 | 72" Adjustable Aviation Cable | 28.15 | 30.4 | 32.35
| VT6-GK100 | 100" Adjustable Aviation Cable | 34.4 | 37.15 | 39.55
| VT6-GK150 | 150" Adjustable Aviation Cable | 47.5 | 51.3 | 54.6
| VT6-GK250 | 250" Adjustable Aviation Cable | 56.25 | 60.75 | 64.7
| VT6-SK12 | 12" Single Pendant Kit | 31.25 | 33.75 | 35.95
| VT6-SK24 | 24" Single Pendant Kit | 45 | 48.6 | 51.75
| VT6-SK48 | 48" Single Pendant Kit | 57.5 | 62.1 | 66.15
| VT6-SWK12 | 12" Single Swivel Pendant Kit | 41.25 | 44.55 | 47.45
| VT6-SWK24 | 24" Single Swivel Pendant Kit | 54.4 | 58.75 | 62.55
| VT6-SWK48 | 48" Single Swivel Pendant Kit | 67.5 | 72.9 | 77.65
| VT6-CK48 | 48" Chain Hang Kit | 16.25 | 17.55 | 18.7
| VT6-SB | Trunion Mount | 8.15 | 8.8 | 9.35
| VT6-JBOX | Junction Mount (Damp Location) | 13.15 | 14.2 | 15.1
VT8-LED | LED Vaportight | Description | BUY/SELL | 5%
*Specify CCT: 30K, 35K, 40K, 50K
#Specify Lens (below)
| VT8-2X24L-QT-#-* | 2' - 24W - 2,700 Lumens | 86.25 | 93.15 | 99.2
| VT8-2X28L-QT-#-* | 2' - 28W - 3,300 Lumens | 86.25 | 93.15 | 99.2
| VT8-2X35L-QT-#-* | 2' - 35W - 4,200 Lumens | 92.5 | 99.9 | 106.35
| VT8-4X23L-QT-#-* | 4' - 23W - 3,160 Lumens | 90 | 97.2 | 103.5
| VT8-4X32L-QT-#-* | 4' - 32W - 4,090 Lumens | 93.75 | 101.25 | 107.8
| VT8-4X35L-QT-#-* | 4' - 35W - 4,500 Lumens | 100 | 108 | 115
| VT8-4x48L-QT-#-* | 4' - 48W - 5,570 Lumens | 111.25 | 120.15 | 127.95
| VT8-4X57L-QT-#-* | 4' - 57W - 6,790 Lumens | 116.25 | 125.55 | 133.7
| VT8-4X72L-QT-#-* | 4' - 72W - 8,500 Lumens | 132.5 | 143.1 | 152.4
| VT8-4X84L-QT-#-* | 4' - 84W - 10,000 Lumens | 143.75 | 155.25 | 165.3
| VT8-8X48L-QT-#-* | 8' - 48W - 5,570 Lumens | 182.5 | 197.1 | 209.85
| VT8-8X57L-QT-#-* | 8' - 57W - 5,570 Lumens | 197.5 | 213.3 | 227.1
| VT8-8X70L-QT-#-* | 8' - 70W - 9,000 Lumens | 220 | 237.6 | 253
| VT8-8X97L-QT-#-* | 8' - 97W - 11,140 Lumens | 220 | 237.6 | 253
| VT8-8X114L-QT-#-* | 8' - 114W - 13,580 Lumens | 233.75 | 252.45 | 268.8
| VT8-8X144L-QT-#-* | 8' - 144W - 17,000 Lumens | 281.25 | 303.75 | 323.45
| VT8-8X168L-QT-#-* | 8' - 168W - 20,000 Lumens | 292.5 | 315.9 | 336.4
| Lens Options | Description | BUY/SELL | 5%
| RFA | Ribbed Frosted Acrylic | 0 | 0 | 0
| RCA | Ribbed Clear Acrylic | 0 | 0 | 0
| RFP | Ribbed Frosted Polycarbonate | 12.5 | 13.5 | 14.35
| RCP | Ribbed Clear Polycarbonate | 12.5 | 13.5 | 14.35
| SFAD | Smooth Frosted Acrylic Deep | 0 | 0 | 0
| SCAD | Smooth Clear Acrylic Deep | 0 | 0 | 0
| SFAS | Smooth Frosted Acrylic Shallow | 18.75 | 20.25 | 21.55
| SCAS | Smooth Clear Acrylic Shallow | 18.75 | 20.25 | 21.55
| SFPS | Smooth Frosted Polycarbonate Shallow | 18.75 | 20.25 | 21.55
| SCPS | Smooth Clear Polycarbonate Shallow | 18.75 | 20.25 | 21.55
| Options | Factory Installed | BUY/SELL | 5%
| WD | Wide Distribution | 37.5 | 40.5 | 43.15
| 480V | 347-480V Driver (replaces QT in part number) | 31.25 | 33.75 | 35.95
| EBLED | LED Emergency Ballast | 135 | 145.8 | 155.25
| EBLEDCW | Cold Weather Emergency Ballast | 162.5 | 175.5 | 186.85
| OCS | Occupancy Sensor | 40.5 | 43.75 | 46.55
| OCSW | Wet Location Occupancy Sensor | 60.75 | 65.6 | 69.85
| OCSCW | Cold Temperature Occupancy Sensor | 54 | 58.3 | 62.1
| OCSD | Occupancy Sensor with Daylight Harvesting | 47.25 | 51.05 | 54.35
| MOCS | Internal Microwave Occupancy Sensor | 47.25 | 51.05 | 54.35
| PC1 | 120V Photocell | 43.75 | 47.25 | 50.3
| PC2 | 277V Photocell | 47.5 | 51.3 | 54.6
| SSL | Stainless Steel Latches | 18.75 | 20.25 | 21.55
| SSLTPS | Stainless Steel Latches with Tamper Proof Screws | 31.25 | 33.75 | 35.95
| CS6 | 18/3 6' Cordset | 12.5 | 13.5 | 14.35
| WP6 | 6' Whip - 3-Wire | 18.75 | 20.25 | 21.55
| 10YR | 10 Year Warranty | CALL | CALL | CALL
| Accessories | Order Separately, Ships on Side | BUY/SELL | 5%
| SSMB | Stainless Stell Mounting Bracket | 6.25 | 6.75 | 7.2
| SSMB-B | Stainless Stell Mounting Bracket with Bail | 6.25 | 6.75 | 7.2
VersaLED Price Book
Vapor Effective 08/01/2022

## Hazardous
HLVT2-F-LED | LED Hazardous Vapor Tight | Description | BUY/SELL | 5%
| HLVT2-F-LED | Class I, Division II - Class II, Division II - Class III Linear
CALL FOR PRICING
HLVP3-F-LED | LED Hazardous Jelly Jar | Description | BUY/SELL | 5%
| HLVP3-F-LED | Class I, Division I & Division II Jelly Jar
CALL FOR PRICING
HLVP4-F-LED | LED Hazardous Jelly Jar | Description | BUY/SELL | 5%
| HLVP4-F-LED | Class I, Division I & Division II Jelly Jar
CALL FOR PRICING
VersaLED Price Book
Hazardous Location Effective 08/01/2022

## Down Lights
VLDLP1 | Slim Round Panel - Color Selectable | Description | BUY/SELL | 5%
| VLDLP1-4-9L-120V | 4" Panel, 9W, 120V, 700 Lumens - 27K/30K/35K/40K/50K | 10 | 10.8 | 11.5
| VLDLP1-6-13L-120V | 6" Panel, 13W, 120V, 1000 Lumens - 27K/30K/35K/40K/50K | 12.5 | 13.5 | 14.35
RCAN2-NC-GIM | 2" LED Self Contained Trim - Gimbal | Description | BUY/SELL | 5%
*Specify CCT: 30K, 40K
| RCAN2-NC-GIM-6L-120V-* | 6.5W - 600 Lumens - Gimbal | 8.75 | 9.45 | 10.05
RCAN4-P-BAF | 4" Recessed LED Can - Plastic - Baffle | Description | BUY/SELL | 5%
*Specify CCT: 27K, 30K, 35K, 40K
| RCAN4-P-BAF-* | White Baffle - 8W - 550 - 730 Lumens - Baffle | 8.75 | 9.45 | 10.05
| T24 | Title 24 Compliant, JA8 (30K models only) | 0 | 0 | 0
| Accessories | Order Separately, Ships on Side | BUY/SELL | 5%
| RCAN4-TRM-SQ | Square Trim (snap) | 1.75 | 1.9 | 2
| RCAN4-TRM-SWH | Silver/White Trim (snap) | 2.5 | 2.7 | 2.9
| RCAN4-TRM-BL | Black Trim (snap) | 2.5 | 2.7 | 2.9
| RCAN4-TRM-BZ | Bronze Trim (snap) | 2.5 | 2.7 | 2.9
| RCAN4-TRM-NI | Nickel Trim (snap) | 2.5 | 2.7 | 2.9
RCAN4-BAF2 | 4" Recessed LED Can - Aluminum - Baffle | Description | BUY/SELL | 5%
*Specify CCT: 27K, 30K, 40K
| RCAN4-A-BAF2-* | 8W - 825 Lumens | 6.9 | 7.45 | 7.9
| Accessories | Order Separately, Ships on Side | BUY/SELL | 5%
| RCAN4-TRM-SQ | Square Trim (snap) | 1.75 | 1.9 | 2
| RCAN4-TRM-SWH | Silver/White Trim (snap) | 2.5 | 2.7 | 2.9
| RCAN4-TRM-BL | Black Trim (snap) | 2.5 | 2.7 | 2.9
| RCAN4-TRM-BZ | Bronze Trim (snap) | 2.5 | 2.7 | 2.9
| RCAN4-TRM-NI | Nickel Trim (snap) | 2.5 | 2.7 | 2.9
RCAN4-P-GIM | 4" Recessed LED Can - Plastic - Gimbal | Description | BUY/SELL | 5%
*Specify CCT: 27K, 30K, 40K
| RCAN4-P-GIM-* | White Baffle - 700 Lumens - Gimbal | 10.65 | 11.5 | 12.2
RCAN4-AT | 4" LED Architectural Trim | Description | BUY/SELL | 5%
| RCAN4-AT-30K | 21W - 1,590 Lumens - 3000K | 42.75 | 46.15 | 49.15
RCAN4-NC-BAF | 4" LED Self Contained Trim - Baffle | Description | BUY/SELL | 5%
*Specify CCT: 27K, 30K, 35K, 40K, 50K
| RCAN4-NC-BAF-7L-120V-* | 7W - 600 Lumens | 6.9 | 7.45 | 7.9
| Accessories | Order Separately, Ships on Side | BUY/SELL | 5%
| RCAN4-TRM-SQ | Square Trim (snap) | 1.75 | 1.9 | 2
| RCAN4-TRM-SWH | Silver/White Trim (snap) | 2.5 | 2.7 | 2.9
| RCAN4-TRM-BL | Black Trim (snap) | 2.5 | 2.7 | 2.9
| RCAN4-TRM-BZ | Bronze Trim (snap) | 2.5 | 2.7 | 2.9
| RCAN4-TRM-NI | Nickel Trim (snap) | 2.5 | 2.7 | 2.9
RCAN4-NC-GIM | 4" LED Self Contained Trim - Gimbal | Description | BUY/SELL | 5%
*Specify CCT: 27K, 30K, 35K, 40K, 50K
| RCAN4-NC-GIM-8L-120V-* | 8W - 650 Lumens - Gimbal | 10 | 10.8 | 11.5
ARCFK4-LED | 4" LED Architectural Can & Frame-In Kit | Description | BUY/SELL | 5%
| ARCFK4-21L-QT-30K | 21W - 1,590 Lumens - 3000K | 17.4 | 18.75 | 20
| ARCFK4-28L-QT-40K | 28W - 1,940 Lumens - 4000K | 21.65 | 23.35 | 24.85
| Frame Models | Order Separately, Ships on Side | BUY/SELL | 5%
| ARCFK4-21L-FMK | Frame for 21W Model | 21.65 | 23.35 | 24.85
| ARCFK4-28L-FMK | Frame for 28W Model | 26.1 | 28.2 | 30.05
| Accessories | Order Separately, Ships on Side | BUY/SELL | 5%
| ARCFK-BH | Flat Bar Hanger - 27" | 0.5 | 0.55 | 0.6
RCAN56-LED-P | 5/6" Recessed LED Can - Plastic | Description | BUY/SELL | 5%
*Specify CCT: 27K, 30K, 35K, 40K
| RCAN56-P-BAF-* | White Baffle - 12W - 900 - 1,000 Lumens | 8.75 | 9.45 | 10.05
| RCAN56-P-BAF-*-T24 | White Baffle - 12W - 900 - 1,000 Lumens - Title 24 JA8 Compliant | 8.75 | 9.45 | 10.05
| RCAN56-P1-BAF-27K-T24 | White Baffle - 16W - 1,200 Lumens - 2700K - Title 24 Compliant | 8.75 | 9.45 | 10.05
| Accessories | Order Separately, Ships on Side | BUY/SELL | 5%
| RCAN56-TRM-SQ | Square Trim (snap) | 1.75 | 1.9 | 2
| RCAN56-TRM-SWH | Silver/White Trim (snap) | 2.5 | 2.7 | 2.9
| RCAN56-TRM-BL | Black Trim (snap) | 2.5 | 2.7 | 2.9
| RCAN56-TRM-BZ | Bronze Trim (snap) | 2.5 | 2.7 | 2.9
| RCAN56-TRM-NI | Nickel Trim (snap) | 2.5 | 2.7 | 2.9
RCAN56-P-GIM | 5/6" Recessed LED Can - Plastic - Gimbal | Description | BUY/SELL | 5%
*Specify CCT: 27K, 30K, 40K
| RCAN56-P-GIM-* | Baffle - 14W - 1,000 Lumens - Gimbal | 16.9 | 18.25 | 19.4
RCAN6-AT2 | 6" LED Architectural Trim | Description | BUY/SELL | 5%
*Specify CCT: 35K, 40K, 50K
| RCAN6-AT2-BAF-* | 17W - 1,700 Lumens | 20.65 | 22.3 | 23.7
| Accessories | Order Separately, Ships on Side | BUY/SELL | 5%
| RCAN56-TRM-SQ | Square Trim (snap) | 1.75 | 1.9 | 2
| RCAN56-TRM-SWH | Silver/White Trim (snap) | 2.5 | 2.7 | 2.9
| RCAN56-TRM-BL | Black Trim (snap) | 2.5 | 2.7 | 2.9
| RCAN56-TRM-BZ | Bronze Trim (snap) | 2.5 | 2.7 | 2.9
| RCAN56-TRM-NI | Nickel Trim (snap) | 2.5 | 2.7 | 2.9
RCAN6-AT2-MCT | 6" LED Architectural Trim - Color and Lumen Selectable |  | BUY/SELL | 5%
| RCAN6-AT2-BAF-22L-MCT | 22W, 1000W/1500W/2000W - 30K/35K/40K/50K | 37.5 | 40.5 | 43.15
RCAN6-NC | 6" LED Self Contained Trim | Description | BUY/SELL | 5%
*Specify CCT: 27K, 30K, 35K, 40K, 50K
| RCAN6-NC-9L-120V-* | 9.5W - 850 Lumens | 8.15 | 8.8 | 9.35
| Accessories | Order Separately, Ships on Side | BUY/SELL | 5%
| RCAN56-TRM-SQ | Square Trim (snap) | 1.75 | 1.9 | 2
| RCAN56-TRM-SWH | Silver/White Trim (snap) | 2.5 | 2.7 | 2.9
| RCAN56-TRM-BL | Black Trim (snap) | 2.5 | 2.7 | 2.9
| RCAN56-TRM-BZ | Bronze Trim (snap) | 2.5 | 2.7 | 2.9
| RCAN56-TRM-NI | Nickel Trim (snap) | 2.5 | 2.7 | 2.9
RCAN6-NC-GIM | 6" LED Self Contained Trim - Gimbal | Description | BUY/SELL | 5%
*Specify CCT: 27K, 30K, 35K, 40K, 50K
| RCAN6-NC-GIM-11L-120V-* | 11W - 900 Lumens - Gimbal | 8.15 | 8.8 | 9.35
ARCFK6-LED | 6" LED Architectural Can & Frame-In Kit | Description | BUY/SELL | 5%
| ARCFK6-28L-QT-30K | 28W - 2,210 Lumens - 3000K | 27.25 | 29.45 | 31.35
| ARCFK6-48L-QT-40K | 48W - 3,770 Lumens - 4000K | 30.85 | 33.35 | 35.5
| Frame Models | Order Separately, Ships on Side | BUY/SELL | 5%
| ARCFK6-28L-FMK | Frame for 28W Model | 27.35 | 29.55 | 31.5
| ARCFK6-48L-FMK | Frame for 48W Model | 30.75 | 33.2 | 35.35
| Accessories | Order Separately, Ships on Side | BUY/SELL | 5%
| ARCFK-BH | Flat Bar Hanger - 27" | 0.5 | 0.55 | 0.6
RCAN8-AT2 | 8" LED Architectural Trim | Description | BUY/SELL | 5%
*Specify CCT: 35K, 40K, 50K
| RCAN8-AT2-BAF-* | 24W - 2,300 Lumens | 27.5 | 29.7 | 31.6
RCAN8-AT2-MCT | 8" LED Architectural Trim - Color and Lumen Selectable |  | BUY/SELL | 5%
| RCAN8-AT2-BAF-53L-MCT | 53W, 2000W/3000W/4000W/5000W - 30K/35K/40K/50K | 62.5 | 67.5 | 71.9
ARCFK8-LED | 8" LED Architectural Can & Frame-In Kit | Description | BUY/SELL | 5%
| ARCFK8-40L-QT-40K | 40W - 3,090 Lumens - 4000K | 33.5 | 36.2 | 38.5
| ARCFK8-52L-QT-40K | 52W - 4,530 Lumens - 4000K | 36.25 | 39.15 | 41.7
| Frame Models | Order Separately, Ships on Side | BUY/SELL | 5%
| ARCFK8-40L-FMK | Frame for 40W Model | 31.9 | 34.45 | 36.65
| ARCFK8-52L-FMK | Frame for 52W Model | 36.4 | 39.3 | 41.85
| Accessories | Order Separately, Ships on Side | BUY/SELL | 5%
| ARCFK-BH | Flat Bar Hanger - 27" | 0.5 | 0.55 | 0.6
VersaLED Price Book
Down Lights Effective 08/01/2022

## Disk-Dome
VLSD-B | LED Round Ceiling Light | Description
*Specify CCT: 27K, 30K, 35K, 40K
| VLSD-B-36L-120V-* | 3" /4" /5" /6" Retrofit - 14W - 1,200 Lumens | 13.1
VLSDR2-B | LED Round Ceiling Light | Description
*Specify CCT: 30K, 40K
| VLSDR2-B-15L-120V-* | 11" - 15W - 120V - 1,300 Lumens | 23.5
| VLSDR2-B-20L-120V-* | 14" - 20W - 120V - 1,600 Lumens | 32.35
VLSDS2-B | LED Square Ceiling Light | Description
*Specify CCT: 30K, 40K
| VLSDS2-B-15L-120V-* | 12" - 15W - 120V - 1,100 Lumens | 33.05
| VLSDS2-B-20L-120V-* | 14" - 20W - 120V - 1,500 Lumens | 30.5
VLSD3-B | LED Disk Light | Description
*Specify CCT: 27K, 30K, 35K, 40K, 50K
| VLSD3-B-12L-120V-* | 12W, 120V - 900 Lumens | 9.4
VLSD4-B | LED Disk Light - Color Selectable | Description
| VLSD4-B-11L-120V-MCT-WH |  | 29.9
| VLSD4-B-11L-120V-MCT-BN | 9", 11W - Color Selectable (27K, 30K, 35K, 40K, 50K) - 1,100 Lumens - Brushed Nickel | 29.9
| VLSD4-B-11L-120V-MCT-BZ | 9", 11W - Color Selectable (27K, 30K, 35K, 40K, 50K) - 1,100 Lumens - Bronze | 32.5
VLSR5-B | LED Spill Ring - Color Selectable | Description
| VLSR5-B-10L-120V-MCT | 10", 15W - Color Selectable (27K, 30K, 35K, 40K, 50K) - 1,000 Lumens | 28.5
| VLSR5-B-14L-120V-MCT | 14", 20W - Color Selectable (27K, 30K, 35K, 40K, 50K) - 1,800 Lumens | 46.6
| VLSR5-B-18L-120V-MCT | 18", 20W - Color Selectable (27K, 30K, 35K, 40K, 50K) - 2,000 Lumens | 73.75
VersaLED Price Book
Disk/Dome Lights Effective 08/01/2022

## Backup Power
EB | Fluorescent Emergency Ballast |  | BUY/SELL | 5%
| EB500-TD | Flourescent Emergency Ballast - 500 Nominal Lumens | 31.75 | 34.5 | 36.75
| EB500-LPTD | Flourescent Emergency Ballast - 500 Nominal Lumens - Low Profile | 37.25 | 40.25 | 43
| EB700-TD | Flourescent Emergency Ballast - 700 Nominal Lumens | 35.5 | 38.5 | 41
| EB700-TD-T20 | Flourescent Emergency Ballast - 700 Nominal Lumens - CEC T20 Compliant | 46.5 | 50.25 | 53.5
| EB700-LPTD | Flourescent Emergency Ballast - 700 Nominal Lumens - Low Profile | 37.75 | 41 | 43.5
| EB750CF-4-TD | 4-Pin CFL Flourescent Emergency Ballast - 750 Nominal Lumens | 49.5 | 53.5 | 57
| EB800-TD-CW | Flourescent Emergency Ballast - 800 Nominal Lumens - Cold Weather | 61.5 | 66.5 | 70.75
| EB1400-TD | Flourescent Emergency Ballast - 1400 Nominal Lumens | 44.5 | 48.25 | 51.25
| EB1400-TD-T20 | Flourescent Emergency Ballast - 1400 Nominal Lumens - CEC T20 Compliant | 43.75 | 47.25 | 50.5
| EB1400-TD-SD | Flourescent Emergency Ballast - 1400 Nominal Lumens - Self Diagnostics | 41.75 | 45.25 | 48.25
| EB1400-ACTD | Flourescent Emergency Ballast - 1400 Nominal Lumens | 46.5 | 50.25 | 53.5
| EB1400-ACTD-T20 | Flourescent Emergency Ballast - 1400 Nominal Lumens - CEC T20 Compliant | 56 | 60.5 | 64.5
| EB1400-TD-CW | Flourescent Emergency Ballast - 1400 Nominal Lumens - Cold Weather | 55 | 59.5 | 63.25
| EB1400-LPTD | Flourescent Emergency Ballast - 1400 Nominal Lumens - Low Profile | 48 | 52 | 55.25
| EB1400CF-4-TD | 4-Pin CFL Flourescent Emergency Ballast - 1400 Nominal Lumens | 43.5 | 47 | 50.25
| EB1400CF-4-TD-T20 | 4-Pin CFL Flourescent Emergency Ballast - 1400 Nominal Lumens - CEC T20 Compliant | 65.75 | 71.25 | 75.75
| EB1400CF-4-TD-SD | 4-Pin CFL Flourescent Emergency Ballast - 1400 Nominal Lumens - Self Diagnostics | 35.75 | 38.75 | 41.25
| EB3000-TD | Flourescent Emergency Ballast - 3000 Nominal Lumens | 100.5 | 108.75 | 115.75
| EB3000-TD-SD | Flourescent Emergency Ballast - 3000 Nominal Lumens - Self Diagnostics | 85.5 | 92.5 | 98.5
| EBT5-500-TD | T5 Flourescent Emergency Ballast - 500 Nominal Lumens | 34 | 36.75 | 39.25
| EBT5-800-TD | T5 Flourescent Emergency Ballast - 800 Nominal Lumens | 38.5 | 41.75 | 44.5
| EBT5-800-TD-T20 | T5 Flourescent Emergency Ballast - 800 Nominal Lumens - CEC T20 Compliant | 39.75 | 43 | 45.75
| EBT5-1300-TD | T5 Flourescent Emergency Ballast - 1300 Nominal Lumens | 45 | 48.75 | 51.75
| EBT5-1300-TD-FL | T5 Flourescent Emergency Ballast - 1300 Nominal Lumens - Flex Whip | 43.25 | 46.75 | 49.75
EBCP | LED Emergency Ballast |  | BUY/SELL | 5%
| EBCP-5W | Constant Power Emergency LED Driver 5.0W, 2' Conduit on Each End | 59.25 | 64 | 68.25
| EBCP-10W | Constant Power Emergency LED Driver 10.7W, 2' Conduit on Each End | 65.5 | 70.75 | 75.5
| EBCP-13W | Constant Power Emergency LED Driver 13.7W, 2' Conduit on Each End | 76.25 | 82.5 | 87.75
EBCPLP | LED Low ProfileEmergency Ballast |  | BUY/SELL | 5%
| EBCPLP-10W | Low Profile, Constant Power Emergency LED Driver 10.7W | 59 | 63.75 | 68
| EBCPLP-13W | Low Profile, Constant Power Emergency LED Driver 13.7W | 67 | 72.5 | 77.25
EBCP-CW | LED Emergency Ballast |  | BUY/SELL | 5%
| EBCP-17W-CW | LED Cold Weather Emergency Ballast 17W, 2400 Lumens (-20oC) | 121.25 | 131 | 139.5
PSM Series | Micro Emergency Power System |  | BUY/SELL | 5%
| PSM-20-* | 20W Micro Inverter - NiCad Battery | 260 | 281 | 299
| PSM-32-* | 32W Micro Inverter - Sealed Lead Calcium Battery | 235 | 254 | 270.25
| PSM-35-* | 35W Micro Inverter - NiCad Battery | 282.25 | 305 | 324.75
| PSM-55-* | 55W Micro Inverter - Sealed Lead Calcium Battery | 260.25 | 281.25 | 299.5
| *Specify Mounting | Required | BUY/SELL | 5%
| -S | Surface Mount Housing | 0 | 0 | 0
| -T | Plenum Rated Ceiling T-Grid Mount Housing | 70.5 | 76.25 | 81.25
| -R | Recess Mount Housing | 21.5 | 23.25 | 24.75
| Options | Factory Installed | BUY/SELL | 5%
| -SD | Selt-Testing / Self-Diagnostics | 44.75 | 48.5 | 51.5
| -CC | Custom Color | 80.5 | 87 | 92.75
| -T20 | Title 20 Compliant | 35.75 | 38.75 | 41.25
| Accessories | Order Separately, Ships on Side | BUY/SELL | 5%
| PS-RTS | Remote Test Switch Panel | 4 | 4.5 | 4.75
| RLSD2 | 0-10V Dimming Relay Switch | 126.25 | 136.5 | 145.25
PS Series | Mini Emergency Power System |  | BUY/SELL | 5%
| PS-55-LP-* | 55W Mini Inverter | 394.75 | 426.5 | 454
| PS-110-LP-* | 110W Mini Inverter | 437.5 | 472.5 | 503.25
| PS-110-HP-S | 110W Mini Inverter - Surface Mount | 521.5 | 563.25 | 599.75
| PS-220-HP-S | 220W Mini Inverter - Surface Mount | 607.25 | 656 | 698.5
| *Specify Mounting | Required | BUY/SELL | 5%
| -S | Surface Mount Housing | 0 | 0 | 0
| -T | Plenum Rated Ceiling T-Grid Mount Housing | 54.75 | 59.25 | 63
| -R | Recess Mount Housing | 31.25 | 33.75 | 36
| Options | Factory Installed | BUY/SELL | 5%
| -SD | Selt-Testing / Self-Diagnostics | 54.75 | 59.25 | 63
| -T20 | Title 20 Compliant | 47 | 51 | 54.25
| -4C | 4-Output Circuit Switching (not compatible with 4AO option) | 54.75 | 59.25 | 63
| -AO | Adjustable Output/Dimmer Bypass (not compatible with 4C option) | 80.5 | 87 | 92.75
| -CC | Custom Color | 98.25 | 106.25 | 113
| Accessories | Order Separately, Ships on Side | BUY/SELL | 5%
| PS-RTS | Remote Test Switch Panel | 4 | 4.5 | 4.75
PSL Series | Emergency Power System |  | BUY/SELL | 5%
Freight will need to be added as a separate line to PO
| PSL-375-S | 375W Inverter | 776.5 | 838.75 | 893
| Freight - $150.00 |  | 150
| PSL-600-S | 600W Inverter | 1562.5 | 1687.5 | 1797
| Freight - $175.00 |  | 175
| Options | Factory Installed | BUY/SELL | 5%
| -1CB | One Output Breaker | 54.75 | 59.25 | 63
| -2CB | Two Output Breakers | 86 | 93 | 99
| -ICB | Input Breaker | 47 | 51 | 54.25
| -CC | Custom Color | 116.25 | 125.75 | 133.75
| -4C | Four Output Circuit Switching (not available with 4AO option) | 54.75 | 59.25 | 63
| -4AO | Adjustable Output/Dimmer Bypass Up to 4-Circuits (not available with 4C option) | 107.25 | 116 | 123.5
| -SD | Selt-Testing / Self-Diagnostics | 70.5 | 76.25 | 81.25
| Accessories | Order Separately, Ships on Side | BUY/SELL | 5%
| RLSD2 | Additional 0-10V Dimming Relay Switc | 126.25 | 136.5 | 145.25
PSL Series | Emergency Power System |  | BUY/SELL | 5%
| PSL-750-S | 750W Inverter | 1833.75 | 1980.5 | 2109
| Freight - $200.00 |  | 200
| PSL-950-S | 950W Inverter | 2237.5 | 2416.5 | 2573.25
| Freight - $225.00 |  | 225
| PSL-1150-S | 1150W Inverter | 2645 | 2856.75 | 3041.75
| Freight - $250.00 |  | 250
| Options | Factory Installed | BUY/SELL | 5%
| -1CB | One Output Breaker | 71.25 | 77 | 82
| -2CB | Two Output Breakers | 133.75 | 144.5 | 154
| -3CB | Three Output Breakers | 205 | 221.5 | 235.75
| -4CB | Four Output Breakers | 267.5 | 289 | 307.75
| -5CB | Five Output Breakers | 338.75 | 366 | 389.75
| -6CB | Six Output Breakers | 411.25 | 444.25 | 473
| -ICB | Input Breaker | 80 | 86.5 | 92
| -CC | Custom Color | CALL | CALL | CALL
| -4C | Four Output Circuit Switching (not available with 4AO option) | 80 | 86.5 | 92
| -4AO | Adjustable Output/Dimmer Bypass Up to 4-Circuits (not available with 4C option) | CALL | CALL | CALL
| -SD | Selt-Testing / Self-Diagnostics | 107.5 | 116.25 | 123.75
| Accessories | Order Separately, Ships on Side | BUY/SELL | 5%
| RLSD2 | Additional 0-10V Dimming Relay Switch | 126.25 | 136.5 | 145.25
SI-L-A Series | Emergency Power System |  | BUY/SELL | 5%
Freight will need to be added as a separate line to PO
| SI-L-A-1000W-120V | 1000W Inverter - 120V | 2405 | 2597.5 | 2765.75
| SI-L-A-1000W-277V | 1000W Inverter - 277V | 2628.75 | 2839.25 | 3023.25
| Freight - $185.00 |  | 185
| SI-L-A-1500W-120V | 1500W Inverter - 120V | 3427.5 | 3701.75 | 3941.75
| SI-L-A-1500W-277V | 1500W Inverter - 277V | 3641.25 | 3932.75 | 4187.5
| Freight - $265.00 |  | 265
| SI-L-A-2000W-120V | 2000W Inverter - 120V | 4026.25 | 4348.5 | 4630.25
| SI-L-A-2000W-277V | 2000W Inverter - 277V | 4375 | 4725 | 5031.25
| Freight - $290.00 |  | 290 | 290 | 290
| Options | Factory Installed | BUY/SELL | 5%
| -#CB | Additional 20A Output Breakers (#Specify amount of additional, 1 already included)Up to 6 Total per Inverter | 41.25 | 44.75 | 47.5
| -SD | Self Testing | 92.5 | 100 | 106.5
| -SMDF | Status Monitoring Dry Contact (Form C) | 185 | 200 | 212.75
| -LS | Load Shedding Option for one dimming circuit | 122.5 | 132.5 | 141
| Accessories | Order Separately, Ships on Side | BUY/SELL | 5%
| RLSD2 | Additional 0-10V Dimming Relay Switch | 126.25 | 136.5 | 145.25
| Relays and Transfers |  | BUY/SELL | 5%
RLS | Relay Lighting Switch
| RLS-S-MV | Relay Lighting Switch (Flush Mount) - On/Off - Non-Dimming | 76.25 | 82.5 | 87.75
| RLSD2-MV | Relay Lighting Switch Bypass - 0-10V Dimming | 126.25 | 136.5 | 145.25
IRLS | In-Fixture Relay Switch
| IRLSD2-MV | In-Fixture Relay Switch Bypass - 0-10V Dimming | 123.75 | 133.75 | 142.5
| IRLSD2-MV | In-Fixture Relay Switch Bypass - Non Dimming | 70 | 75.75 | 80.5
ETD2 | Emergency Power Transfer Control
| ETD2-MV | Emergency Power Transfer Switch - Line Voltage (2&3 Wire) and 0-10V Dimming | 297.5 | 321.5 | 342.25
VersaLED Price Book
Backup Power Effective 09/11/2023

## Retrofit
MGRK2-B-LED | LED Magnetic Retrofit Kit | Description | BUY/SELL | 5%
*Specify CCT: 40K, 50K
#Specify Lens: CL(clear), FL(frosted)
| MGRK2-B-2X32L-QT-*-# | 2x2 - 2 Strips - 32W - 3,500 - 4,000 Lumens | 15 | 16.2 | 17.25
| MGRK2-B-4X39L-QT-*-# | 2x4 - 2 Strips - 39W - 4,700 - 5,200 Lumens | 17.5 | 18.9 | 20.15
VersaLED Price Book
Retrofit Kits Effective 10/26/2023