## Table of Contents
FIXTURES | ALUMINUM POLES
Acadia 30 Pendant & Wall Mount | 8′ to 16′ Round Straight Aluminum Direct Burial
Admiral 10 Recessed Canopy | 8′ to 18′ Round Tapered Smooth Aluminum
Admiral 30 Small Round Canopy | 8′ to 20′ Round Straight Aluminum
Admiral 32 Large Round Canopy | PARF & PARS 4” Stocked Round Straight Smooth or Fluted Aluminum
Admiral 34 Low Profile Medium Surface Mount | PSRA 25′ Stocked Round Straight Aluminum
Admiral 44 Low Profile Large Surface Mount | DECORATIVE POLES
Admiral 55 Garage Luminaire | DLP014 Decorative Pole
Admiral S40 Square Garage Luminaire | DLP015 Decorative Pole
Anaheim LED Pendant Mount | DLP102 Decorative Pole
Anapolis Round Bulkhead | DLP112 Decorative Pole
Anapolis Square Bulkhead | DLP130 Decorative Pole
Arlington 1 Post Top | DLP132 Decorative Pole
Arlington 2 Post Top | DLP142 Decorative Pole
Auburn Post Top | DLP162 Decorative Pole
Austin 13w Wall Mounts | DLP193 Decorative Pole
Austin 14w Wall Mounts | DLP210 Decorative Pole
Austin 15-D Wall/Deck Mount | DLP220 Decorative Pole
Austin 15-W Wall Sconce | DLP261 Decorative Pole
Austin 24WD Up & Down Wall Mount | DLP371 Decorative Pole
Austin 24WS Up or Down Wall Mount | DLP381 Decorative Pole
Baja Bullet Flood | DLP402 Decorative Pole
Baja Mini Flood | DLP412 Decorative Pole
Baja Up and Down Light | DLP413 Decorative Pole
Baja Up or Down Light | DLP414 Decorative Pole
Bermuda 30 Wall Pack | DLP416 Decorative Pole
Boston Post Top | DLP418 Decorative Pole
Caspian Post Top | DLP420 Decorative Pole
Cirrus Street & Area Light | DLP512 Decorative Pole
Citation Post Top | DLP612 Decorative Pole
Clipper 8 Wall Can | DLP672 Decorative Pole
CLL1A, CLL2A, CLL4A Open Frame 12”, 24", 48" Linear | DLP676 Decorative Pole
Columbia 12 Post Top, Pendant, Wall Mount | DLP770 Decorative Pole
Columbia 21 Post Top, Pendant, Wall Mount | 3 Bolt Pedestal Base
Cornell 1 Post Top | STEEL POLES
Cornell 2 Post Top | PRTS 15′-25′ Stocked Round Tapered Steel
Cornell 3 Post Top | PSSS 20′-30′ Stocked Square Straight Steel
Cydney Post Top | ARMS
Del Ray 1 Post Top | Banner Arms
Del Ray 2 Post Top | Wall / Post Mount Arms
Florida Post Top | Roadway Arms
Frankfort Post Top | Shepherd’s Crooks
Hampshire Post Top | CLAMSHELLS
Harvard 1 Pendant Mount | DLP602 Clamshell
Harvard 2 Pendant Mount | DLP603 Clamshell
Heron 1 Gooseneck | DLP604 Clamshell
Heron 2 Gooseneck | DLP605 Clamshell
Heron 3 Gooseneck | DLP606 Clamshell
Heron 4 Gooseneck | DLP607 Clamshell
Heron 5 Gooseneck | DLP607-1 Clamshell
Heron 6 Gooseneck | DLP607-2 Clamshell
Homestead 20 Post Top, Pendant, Wall Mount | Clamshell Bases Cast Aluminum
Jupiter 1 Street & Area | ACCESSORIES
Jupiter 2 Pendant Mount | Banner Arm Light
Keystone 35 Area, Wall and Flood Light | Cast Base Covers
Keystone 55 Area and Flood Light | Eyebolts
LF2 Linear Flood Flood Lighting | Finials and Capitals
London 1 Post Top | Flag Pole Holder
London 2 Post Top | Flower / Plant Hanger
Lucia 1 Pendant Mount | Pier Mount – Round
Magnolia Pendant Mount | Pier Mount – Square
MAL 50 Square Shoebox | Street Signs
MAL 70 Square Shoebox | Tenon Adaptor
Manhattan Post Top | Leveling Device
Maritime 10 Post Top | Ladder Rests NEW ITEM
Mesa Pendant Mount | SPECIALTY ALUMINUM POLES
MFR 1A 12” Utility Room | 8′ to 30′ Round Tapered Aluminum Direct Burial
MFR 2A 24” Utility Room | 8′ to 35′ Square Straight Aluminum
MFR 4A 48” Utility Room | 20′ to 50′ Round Tapered Smooth Aluminum
Milano 1 Pendant/Post Top Mount | SPECIALTY STEEL POLES
Milano 2 Post Top | 10′ to 30′ Round Straight Smooth Steel
Norfolk 30C3 16" High Bay | 10′ to 40′ Square Straight Smooth Steel
Norfolk 31C3 16" High Bay | 20′ to 60′ Round Tapered Smooth Steel
Norfolk 44 16” Aisle Light | NSF CERTIFIED
Norfolk 44 16” Highbay | Blade 2ft NSF • IP66 • COLD STORAGE • LINEAR HIGH-BAY NEW ITEM
Norfolk 44 16” Narrow Beam Highbay | Blade 4ft NSF • IP66 • COLD STORAGE • LINEAR HIGH-BAY NEW ITEM
Norfolk 45 22” Aisle Light | Blade 8ft NSF • IP66 • COLD STORAGE • LINEAR HIGH-BAY NEW ITEM
Norfolk 45 22” Highbay | Contra IP66 NSF High Bay 55C
Norfolk 45 22” Narrow Beam Highbay | Cosmo IP67 NSF High Bay 65C
Norfolk 45C3 22” Highbay | Dawn IP67 NSF High Bay 65C
Nova 10 LED Step Light | OptiMax EasyLED Food Processing High Bay Fixture NEW ITEM
OptiMAX EasyLED Harsh Environment High Bay NEW ITEM | Wand Linear Tube IP66 NSF IP69K
Orbit 12 Small Full Cutoff Wall Pack | AMBER / COLOR
Orbit 15 Medium Wall Pack | Acadia 30 AmberLED Bell Pendant
Orbit 20 Large Full Cutoff Wall Pack | Admiral 30 AmberLED Small Round Canopy
Orbit 34 Low Profile Round Surface Mount | Admiral 55 AmberLED Garage Lighter
Orbit 35 Crescent Wall Sconce Downlight | Annapolis - AmberLED Round Bulkhead
Orbit 36 Crescent Wall Sconce | Annapolis - AmberLED Square Bulkhead
Orbit 44 Full Cutoff Small Powerpack | Austin 15 AmberLED Full Cutoff Bollard
Orbit 45 Full Cutoff PowerPack Wall Mount | Austin 15-D AmberLED Deck / Wall Mount
Oxford 1 Pendant Mount | Austin 15-W AmberLED Full Cutoff Wall Sconce
Pacific Grove Post Top | Austin 16 - AmberLED Stainless Steel Bollard
Pastor Pendant Mount | Austin 17 - AmberLED Round Dome Top Bollard
Pelican 25 Area, Wall & Flood | Austin 18 - AmberLED Round Flat Top Bollard
Puerto 1 Post Top | Austin 19 - AmberLED Square Flat Top Bollard
Puerto 2 Post Top | Austin 24 - AmberLED Bollard
Pump 16 Gas Station Canopy | Austin 25 - AmberLED Contemporary Bollard
Pump 20 Gas Station Canopy | Austin 52 AmberLED Side Light Bollard
Riley 70RD Open Small Round Post Top | Austin 7 - AmberLED Nautical Bollard
Riley 71RD Enclosed Small Round Post Top | Austin T51 AmberLED Light Column
Riley 80RD Open Large Round Post Top | BAJA Astra ColorLED Up or Down Turbine LED Wall Cylinder
Riley 81RD Enclosed Large Round | Bermuda 30Q - AmberLED Wall Mount
Riley 80SQ Open Large Square | Columbia AmberLED Bollard
Saratoga No Lens Post Top | Columbia 12 AmberLED Post Top
Saratoga 1 Post Top | Homestead AmberLED Post Top / Wall / Pendant Mount
Saratoga 2 Post Top | MARI10PT AmberLED Maritime Post Top
Shady Grove Pendant Mount | MARIQ AmberLED Maritime Bollard
Sofia Post Top | NOVA 10 AmberLED Step Light
Sofia 2 Post Top | Orbit12 - AmberLED Small Full Cutoff Wall Pack
Sofia 3 Pendant Mount | Orbit15 - AmberLED Small Full Cutoff Wall Pack
Stratus 15 Mini Area, Wall & Flood | Pump 16 AmberLED Recessed Gas Station Canopy
Stratus 25 Small Area, Wall & Flood | PWB5 AmberLED Low Profile Pathway Bollard
Stratus 45 Large Area, Wall & Flood | PWB24 AmberLED Low Profile Pathway Bollard
Stratus 55 PowerBolt Area & Flood | PWB52 AmberLED Low Profile Side Light Pathway Bollard
Thunderbolt Flood Light | PWP5 AmberLED Path Light
Tustin - Large Wall Accent/Flood Light | Riley 70RD AmberLED Open Small Round Post Top
Tustin - Small Wall Accent/Flood Light | Riley 71RD AmberLED Enclosed Small Round Post Top
Vapor 1A 12” C1D2 Utility Room | Small Tustin AmberLED Wall Accent and Flood Light
Vapor 2A 24” C1D2 Utility Room | Stratus 15 AmberLED Area, Wall, and Flood Light
Vapor 4A 48” C1D2 Utility Room | Stratus 25 AmberLED Area, Wall, and Flood Light
Vapor 15 C1D2 Utility Room | Stratus 45 AmberLED Area, Wall, and Flood Light
Vapor 25 C1D2 Utility Room | Stratus 55 AmberLED PowerBolt Area / Flood Light
Victoria 1, 2 Pendant Mount | MRF4AOQ AmberLED Open Frame 48" Linear LED Die Cast
Victoria 3, 4 Pendant Mount | Vaporproof AmberLED
Voyager 30HB High Bay | Voyager Bollard AmberLED
Voyager 30R Round Pole or Wall Mount | 1800K CCT LED
Voyager 30S Square Pole or Wall Mount | Keystone 35 1800K CCT LED
Voyager 31, 32 Open Round Post Tops | Stratus 25 1800K CCT LED
Voyager 31, 32 Open Square Post Tops | Stratus 45 1800K CCT LED
Voyager R20 Round Pole or Wall Mount | FWC TURTLE-SAFE
Voyager RG30 Round Garage Light | Admiral 55 FWC AmberLED
Voyager S20 Square Pole or Wall Mount | Austin 16 FWC AmberLED Bollard
Voyager SG30 Square Garage Light | Austin 17 FWC AmberLED Bollard
BOLLARDS | Austin 18 FWC AmberLED Bollard
Austin 014 LED Bollard | Baja – Up or Down FWC AmberLED
Austin 102 LED Bollard | Orbit12 FWC AmberLED
Austin 11, 12 Round & Square / Flat & Dome Bollard | Orbit15 FWC AmberLED
Austin 112 LED Bollard | Stratus 15 FWC AmberLED
Austin 130 LED Bollard | Stratus 25 FWC AmberLED
Austin 13R, 13S Round & Square Bollard | Tustin FWC AmberLED
Austin 15 LED Bollard | Vaporproof FWC AmberLED
Austin 16 Stainless Steel Bollard | LANDSCAPE
Austin 17 Round Dome Top Bollard | Austin 15 Bollard
Austin 18 Round Flat Top Bollard | Austin 15-D Wall/Deck Mount
Austin 19 Square Flat Top Bollard | Baja Bullet Flood
Austin 193 LED Bollard | Baja Mini Flood
Austin 22 LED Bollard | Nova 10 LED Step Light
Austin 220 LED Bollard | Tustin - Small Wall Accent/Flood Light
Austin 24 Triangular Bollard | PWB1Q, PWB2Q Low Profile Pathway Bollards
Austin 25 Contemporary Bollard | PWB24 Low Profile Bollard
Austin 30 LED Bollard | PWB52 Low Profile Pathway Bollard
Austin 371 LED Bollard | PWB5Q Low Profile Pathway Bollard
Austin 381 LED Bollard | PWP20 Palm Harbor Path Light
Austin 4 LED Bollard | PWP5 Path Light
Austin 402 LED Bollard | COPPER
Austin 412 LED Bollard | PWD Family - LED Copper Landscape Flood Lights
Austin 416 LED Bollard | PWP Family - LED Copper Landscape Path Lights
Austin 460 LED Bollard
Austin 512 LED Bollard
Austin 52 Side Light Bollard
Austin 6 LED Bollard
Austin 7 Curve Bollard
Austin T51 Light Column
Austin T52 Light Column
Columbia 12 Bollard
Maritime 10 Light House Bollard
PB1 / PB2PT Round & Square Pillar Tops
Puerto 44 LED Bollard
Stratus Bollard
Voyager Tall Bollard Light Column
Voyager 20B Round or Square Bollard

## Fixture Products
Revised: 5/2/2023
LEDicated
1882 Lighting
Acadia 30 Pendant & Wall Mount
LED Model: | Description: | Note: | 5% | 10%
ACA301QC1X37 | EasyLED Acadia Bell Pendant Type C 37w |  | 422 | 448
ACA301QF1X37 | EasyLED Acadia Bell Pendant Type F 37w |  | 392 | 417
ACA301QC1X65 | EasyLED Acadia Bell Pendant Type C 65w |  | 439 | 467
ACA301QF1X65 | EasyLED Acadia Bell Pendant Type F 65w |  | 412 | 438
ACA301QC1X84 | EasyLED Acadia Bell Pendant Type C 84w |  | 470 | 499
ACA301QF1X84 | EasyLED Acadia Bell Pendant Type F 84w |  | 470 | 499
Ballast: | Factory Installed | Note: | 5% | 10%
U | 120-277v |  | NC | NC
H | 347-480v |  | 64 | 68
Color Temp: | Factory Installed | Note: | 5% | 10%
3K | 3000K (65w Type C / 84w Type F Only) |  | NC | NC
4K | 4000K |  | NC | NC
5K | 5000K |  | NC | NC
Lens: | Factory Installed | Note: | 5% | 10%
C | Clear Prismatic Array Lens |  | NC | NC
L | LumaLens Opal Array Lens |  | 49 | 51
Color: | Factory Installed | Note: | 5% | 10%
B | Black |  | NC | NC
C | Custom Paint Color | 22 | 85 | 85
Options: | Factory Installed | Note: | 5% | 10%
SF | Single Fuse (120-277v Only) |  | 29 | 30
DF | Double Fuse (120-277v Only) |  | 58 | 62
SP | 120-277VAC 10KA Surge Suppressor |  | 25 | 27
SP2 | 120-277VAC 20KA Surge Suppressor |  | 49 | 52
SPH | 347-480VAC 10KA Surge Suppressor |  | 28 | 29
S2 | Microwave Sensor with Dimming, 120-277V Only. |  | 85 | 89
S4 | Microwave On/Off Motion Sensor – NO DIMMING, 120-277V Only. |  | 59 | 62
Arms: | Factory Installed | Note: | 5% | 10%
ASWM11 | Single Wall Mount Arm (includes Single Arm and Wall Mount Bracket) |  | 393 | 418
ASMA11 | Single Pole Mount Arm (includes Single Arm and Pole Adapter) |  | 399 | 424
ASMA12 | Dual Pole Mount Arm (includes 2 Single Arms and Pole Adapter) |  | 640 | 680
Arm Color: | Factory Installed | Note: | 5% | 10%
B | Black |  | NC | NC
C | ASWM11 - Custom Paint Color | 22 | 65 | 65
C | ASMA11 - Custom Paint Color | 22 | 65 | 65
C | ASMA12 - Custom Paint Color | 22 | 105 | 105
Arm Options: | Factory Installed | Note: | 5% | 10%
R3 | 3-Pin Twist Lock Photocell Receptacle |  | 32 | 33
R5 | 5-Pin Twist Lock Photocell Receptacle |  | 40 | 42
R7 | 7-Pin ANSI C136.41—2013 Twist Lock Photocell Receptacle |  | 43 | 45
Pole Model: | Factory Installed | Note: | 5% | 10%
PSRA2555B | Straight Round Aluminum Pole 25ft 5in 5mm w/5" Base Cover 1" Anchor Bolts Black |  | 1057 | 1123
CUT | Pole Cutting Fee |  | 65 | 65
Pole Top Mounting: | Factory Installed | Note: | 5% | 10%
P3 | 2-7/8" Single Round Vertical Tenon (P3), for 4" PRSA Poles, Black |  | 94 | 99
P3A | 2-7/8" Single Round Vertical Tenon (P3), for 5" PRSA Poles, Black |  | 106 | 112
Pole Model Options: | Factory Installed | Note: | 5% | 10%
(Leave Blank) | No Options |  | NC | NC
LAB | Less Anchor Bolts |  | -59 | -63
LAC | Less Base Cover |  | -77 | -82
Fluted Pole Model: | Factory Installed | Note: | 5% | 10%
PARF416ABB | 16´ Anchor Base Pole Black |  | 791 | 840
PARF422DBB | 22´ Direct Burial Pole Black |  | 646 | 687
CUT | Pole Cutting Fee |  | 65 | 65
Fluted Pole Model Options: | Factory Installed | Note: | 5% | 10%
LAB | Less Anchor Bolts |  | -59 | -63
Accessories: | Ships Separately, Field Installed | Note: | 5% | 10%
P18131 | Twist Lock Non-Shorting (Open) Cap Disconnects Service to Fixture for Temporary or Permanent Disabling (Fixture Always Off). IP65, 480V Maximum |  | 29 | 30
P18132 | Twist Lock Shorting Cap Provides Fixed Service to Fixture (Fixture Always on). IP65, Rated Load 7200w Tungsten |  | 13 | 14
P18140 | 110-120VAC Instant Twist Lock Photocell | 3 | 22 | 23
P18152 | 277VAC Time Delay Twist Lock Photocell | 3 | 22 | 23
P18156 | 120-277VAC Universal Twist Lock Photocell |  | 28 | 29
P18157 | 480VAC Twist Lock Photocell |  | 49 | 52
Replacement Parts: | Ships Separately, Field Installed | Note: | 5% | 10%
P17117 | Internal Microwave Sensor with Dimming, 120-277V Only. |  | 70 | 74
P17123 | Internal Microwave On/Off Motion Sensor – NO DIMMING, 120-277V Only. |  | 44 | 47
Notes:
(3) Photocell option not available with Wall Mount configuration.
(22) $150.00 Paint Set-up Fee for quantities under 5 pcs
LegacyLED
1882 Lighting
Admiral 10 Recessed Canopy
LED Model: | Description: | Note: | 5% | 10%
ADM10QF1X30 | EasyLED 16" Recessed Canopy / Soffit Type F 30w |  | 228 | 242
ADM10QF1X37 | EasyLED 16" Recessed Canopy / Soffit Type F 37w |  | 250 | 265
ADM10QF1X48 | EasyLED 16" Recessed Canopy / Soffit Type F 48w |  | 270 | 287
ADM10QF1X65 | EasyLED 16" Recessed Canopy / Soffit Type F 65w |  | 295 | 313
Ballast: | Factory Installed | Note: | 5% | 10%
U | 120-277v |  | NC | NC
C | 347v @ 30w, 37w |  | 23 | 25
H | 347-480v @ 30w, 37w |  | 23 | 25
Color Temp: | Factory Installed | Note: | 5% | 10%
3K | 3000K (30w Only) |  | NC | NC
4K | 4000K (30w, 37w, 48w, 65w Only) |  | NC | NC
5K | 5000K (48w Only) |  | NC | NC
Color: | Factory Installed | Note: | 5% | 10%
W | White |  | NC | NC
C | Custom Paint Color | 22 | 75 | 75
Options: | Factory Installed | Note: | 5% | 10%
SF | Single Fuse (120-277v Only) |  | 29 | 30
DF | Double Fuse (120-277v Only) |  | 58 | 62
SP | 120-277VAC 10KA Surge Suppressor |  | 25 | 27
SP2 | 120-277VAC 20KA Surge Suppressor |  | 49 | 52
SPH | 347-480VAC 10KA Surge Suppressor |  | 28 | 29
BU | Battery Backup, 90 Minutes (120-277v Only) |  | 204 | 216
BUC | Cold Start Battery Backup, -20°C, 90 Minutes (120-277v Only) |  | 274 | 290
Replacement Parts: | Ships Separately, Field Installed | Note: | 5% | 10%
3EBLX1055190A | Provides 90 Minutes of Backup Power (120-277v Only) |  | 192 | 204
3EBLX10T1555CPA | Cold Start Battery Backup, -20°C, 90 Minutes (120-277v Only) |  | 262 | 278
Notes:
(22) $150.00 Paint Set-up Fee for quantities under 5 pcs
LEDicated
1882 Lighting
Admiral 30 Small Round Canopy
LED Model: | Description: | Note: | 5% | 10%
ADM30Q*1X37 | Admiral 30 Small Round Canopy *(Type C, F) 37w |  | 285 | 303
ADM30Q*1X65 | Admiral 30 Small Round Canopy *(Type C, F) 65w |  | 360 | 383
ADM30Q*1X84 | Admiral 30 Small Round Canopy *(Type C, F) 84w |  | 360 | 383
Ballast: | Factory Installed | Note: | 5% | 10%
U | 120-277v |  | NC | NC
H | 347-480v @ 37w |  | 23 | 25
H | 347-480v @ 65w |  | 88 | 93
H | 347-480v @ 84w |  | 64 | 68
Color Temp: | Factory Installed | Note: | 5% | 10%
3K | 3000K (37w, 65w Type C / 37w, 84w Type F Only) |  | NC | NC
4K | 4000K |  | NC | NC
5K | 5000K |  | NC | NC
Lens: | Factory Installed | Note: | 5% | 10%
C | Clear UV-Stabilized Polycarbonate Array Lens |  | NC | NC
L | SoftLED LumaLens Opal UV-Stabilized Polycarbonate Array Lens | 21 | 45 | 47
Color: | Factory Installed | Note: | 5% | 10%
B | Black |  | NC | NC
C | Custom Paint Color | 22 | 85 | 85
Options: | Factory Installed | Note: | 5% | 10%
SF | Single Fuse (120-277v Only) |  | 29 | 30
DF | Double Fuse (120-277v Only) |  | 58 | 62
SP | 120-277VAC 10KA Surge Suppressor |  | 25 | 27
SP2 | 120-277VAC 20KA Surge Suppressor |  | 49 | 52
SPH | 347-480VAC 10KA Surge Suppressor |  | 28 | 29
S2 | Microwave Sensor with Dimming, 120-277V Only. |  | 85 | 89
S4 | Microwave On/Off Motion Sensor – NO DIMMING, 120-277V Only. |  | 59 | 62
BU | Battery Backup, 90 Minutes (120-277v Only) |  | 204 | 216
BUC | Cold Start Battery Backup, -20°C, 90 Minutes (120-277v Only) |  | 274 | 290
Accessories: | Ships Separately, Field Installed | Note: | 5% | 10%
AS301S | Spun Aluminum Shade with Powdercoat Finish, Hardware Included |  | 52 | 55
Replacement Parts: | Ships Separately, Field Installed | Note: | 5% | 10%
P17117 | Internal Microwave Sensor with Dimming, 120-277V Only. |  | 70 | 74
P17123 | Internal Microwave On/Off Motion Sensor – NO DIMMING, 120-277V Only. |  | 44 | 47
3EBLX1055190A | Provides 90 Minutes of Backup Power (120-277v Only) |  | 192 | 204
3EBLX10T1555CPA | Cold Start Battery Backup, -20°C, 90 Minutes (120-277v Only) |  | 262 | 278
Notes:
(21) Use with "F" Optic Only
(22) $150.00 Paint Set-up Fee for quantities under 5 pcs
LEDicated
1882 Lighting
Admiral 32 Large Round Canopy
LED Model: | Description: | Note: | 5% | 10%
ADM32Q*1X100 | Admiral 32 Large Round Canopy *(Type C, F) 100w |  | 1004 | 1067
ADM32Q*1X176 | Admiral 32 Large Round Canopy *(Type C, F) 176w |  | 1038 | 1103
ADM32QF1X276 | Admiral 32 Large Round Canopy Type F 276w |  | 1138 | 1209
Ballast: | Factory Installed | Note: | 5% | 10%
U | 120-277v |  | NC | NC
C | 347v @ 100w |  | 105 | 111
C | 347v @ 176w |  | 111 | 117
Color Temp: | Factory Installed | Note: | 5% | 10%
3K | 3000K (176w Type F Only) |  | NC | NC
4K | 4000K |  | NC | NC
5K | 5000K |  | NC | NC
Lens: | Factory Installed | Note: | 5% | 10%
C | Clear UV-Stabilized Polycarbonate Array Lens |  | NC | NC
L | SoftLED LumaLens Opal UV-Stabilized Polycarbonate Array Lens | 21 | 103 | 109
Color: | Factory Installed | Note: | 5% | 10%
B | Black |  | NC | NC
C | Custom Paint Color | 22 | 95 | 95
Options: | Factory Installed | Note: | 5% | 10%
SF | Single Fuse (120-277v Only) |  | 29 | 30
DF | Double Fuse (120-277v Only) |  | 58 | 62
SP | 120-277VAC 10KA Surge Suppressor |  | 25 | 27
SP2 | 120-277VAC 20KA Surge Suppressor |  | 49 | 52
SPH | 347-480VAC 10KA Surge Suppressor |  | 28 | 29
S2 | Microwave Sensor with Dimming, 120-277V Only. |  | 85 | 89
S4 | Microwave On/Off Motion Sensor – NO DIMMING, 120-277V Only. |  | 59 | 62
Accessories: | Ships Separately, Field Installed | Note: | 5% | 10%
AS322S | Spun Aluminum Shade with Powdercoat Finish, Hardware Included |  | 149 | 158
Replacement Parts: | Ships Separately, Field Installed | Note: | 5% | 10%
P17117 | Internal Microwave Sensor with Dimming, 120-277V Only. |  | 70 | 74
P17123 | Internal Microwave On/Off Motion Sensor – NO DIMMING, 120-277V Only. |  | 44 | 47
Notes:
(21) For "F" Option Only
(22) $150.00 Paint Set-up Fee for quantities under 5 pcs
LEDicated
1882 Lighting
Admiral 34 Low Profile Medium Surface Mount
LED Model: | Description: | Note: | 5% | 10%
ADM34QF1X23 | Low Profile Medium Surface Mount Type F 23w |  | 152 | 162
Ballast: | Factory Installed | Note: | 5% | 10%
U | 120-277v |  | NC | NC
H | 347-480v |  | 11 | 12
Color Temp: | Factory Installed | Note: | 5% | 10%
4K | 4000K |  | NC | NC
5K | 5000K |  | NC | NC
Lens: | Factory Installed | Note: | 5% | 10%
LP | SoftLED Low Profile LumaLens Opal UV-Stabilized Polycarbonate Lens |  | NC | NC
Color: | Factory Installed | Note: | 5% | 10%
Z | Bronze |  | NC | NC
C | Custom Paint Color | 22 | 60 | 60
Options: | Factory Installed | Note: | 5% | 10%
SF | Single Fuse (120-277v Only) |  | 29 | 30
DF | Double Fuse (120-277v Only) |  | 58 | 62
SP | 120-277VAC 10KA Surge Suppressor |  | 25 | 27
SP2 | 120-277VAC 20KA Surge Suppressor |  | 49 | 52
SPH | 347-480VAC 10KA Surge Suppressor |  | 28 | 29
BU | Battery Backup, 90 Minutes (120-277v Only) |  | 204 | 216
BUC | Cold Start Battery Backup, -20°C, 90 Minutes (120-277v Only) |  | 274 | 290
PC3 | Button Photocell, 120-277VAC |  | 48 | 50
Replacement Parts: | Ships Separately, Field Installed | Note: | 5% | 10%
3EBLX1055190A | Provides 90 Minutes of Backup Power (120-277v Only) |  | 192 | 204
3EBLX10T1555CPA | Cold Start Battery Backup, -20°C, 90 Minutes (120-277v Only) |  | 262 | 278
P18103 | 120-277VAC Button Photocell |  | 38 | 40
Notes:
(22) $150.00 Paint Set-up Fee for quantities under 5 pcs
LEDicated
1882 Lighting
Admiral 44 Low Profile Large Surface Mount
LED Model: | Description: | Note: | 5% | 10%
ADM44QF1X45 | Low Profile Large Surface Mount Type F 45w |  | 273 | 290
Ballast: | Factory Installed | Note: | 5% | 10%
U | 120-277v |  | NC | NC
H | 347-480v |  | 88 | 93
Color Temp: | Factory Installed | Note: | 5% | 10%
4K | 4000K |  | NC | NC
5K | 5000K |  | NC | NC
Lens: | Factory Installed | Note: | 5% | 10%
LP | SoftLED Low Profile LumaLens Opal UV-Stabilized Polycarbonate Lens |  | NC | NC
Color: | Factory Installed | Note: | 5% | 10%
Z | Bronze |  | NC | NC
C | Custom Paint Color | 22 | 65 | 65
Options: | Factory Installed | Note: | 5% | 10%
SF | Single Fuse (120-277v Only) |  | 29 | 30
DF | Double Fuse (120-277v Only) |  | 58 | 62
SP | 120-277VAC 10KA Surge Suppressor |  | 25 | 27
SP2 | 120-277VAC 20KA Surge Suppressor |  | 49 | 52
SPH | 347-480VAC 10KA Surge Suppressor |  | 28 | 29
BU | Battery Backup, 90 Minutes (120-277v Only) |  | 204 | 216
BUC | Cold Start Battery Backup, -20°C, 90 Minutes (120-277v Only) |  | 274 | 290
PC3 | Button Photocell, 120-277VAC |  | 48 | 50
S2 | Microwave Sensor with Dimming, 120-277V Only. |  | 85 | 89
S4 | Microwave On/Off Motion Sensor – NO DIMMING, 120-277V Only. |  | 59 | 62
Replacement Parts: | Ships Separately, Field Installed | Note: | 5% | 10%
3EBLX1055190A | Provides 90 Minutes of Backup Power (120-277v Only) |  | 192 | 204
3EBLX10T1555CPA | Cold Start Battery Backup, -20°C, 90 Minutes (120-277v Only) |  | 262 | 278
P17117 | Internal Microwave Sensor with Dimming, 120-277V Only. |  | 70 | 74
P17123 | Internal Microwave On/Off Motion Sensor – NO DIMMING, 120-277V Only. |  | 44 | 47
P18103 | 120-277VAC Button Photocell |  | 38 | 40
Notes:
(22) $150.00 Paint Set-up Fee for quantities under 5 pcs
LEDicated
1882 Lighting
Admiral 55 Garage Luminaire
LED Model: | Description: | Note: | 5% | 10%
ADM55QF1X30U4K | Garage Lighter Type VS 30w | 1, 22 | 275 | 292
ADM55QF1X37U4K | Garage Lighter Type VS 37w | 1, 22 | 275 | 292
ADM55QF1X48U4K | Garage Lighter Type VS 48w | 1, 22 | 275 | 292
ADM55QF1X65U5K | Garage Lighter Type VS 65w | 1, 22 | 293 | 312
Ballast: | Factory Installed | Note: | 5% | 10%
U | 120-277v |  | NC | NC
C | 347v @ 30w, 37w Only |  | 88 | 93
H | 347-480v @ 30w, 37w Only |  | 88 | 93
Color Temp: | Factory Installed | Note: | 5% | 10%
3K | 3000K @ 30w Only |  | NC | NC
4K | 4000K @ 30w, 37w, 48w, 65w Only |  | NC | NC
5K | 5000K @ 48w Only |  | NC | NC
Color: | Factory Installed | Note: | 5% | 10%
Z | Bronze |  | NC | NC
W | White |  | NC | NC
C | Custom Paint Color | 22 | 75 | 75
Options: | Factory Installed | Note: | 5% | 10%
SF | Single Fuse (120-277v Only) |  | 29 | 30
DF | Double Fuse (120-277v Only) |  | 58 | 62
SP | 120-277VAC 10KA Surge Suppressor |  | 25 | 27
SP2 | 120-277VAC 20KA Surge Suppressor |  | 49 | 52
SPH | 347-480VAC 10KA Surge Suppressor |  | 28 | 29
BU | Battery Backup, 90 Minutes (120-277v Only) |  | 204 | 216
BUC | Cold Start Battery Backup, -20°C, 90 Minutes (120-277v Only) |  | 274 | 290
PC3 | Button Photocell, 120-277VAC |  | 48 | 50
QM | Quick-Mount Bracket |  | 62 | 65
S2 | Microwave Sensor with Dimming, 120-277V Only. |  | 85 | 89
S4 | Microwave On/Off Motion Sensor – NO DIMMING, 120-277V Only. |  | 59 | 62
Replacement Parts: | Ships Separately, Field Installed | Note: | 5% | 10%
3EBLX1055190A | Provides 90 Minutes of Backup Power (120-277v Only) |  | 192 | 204
3EBLX10T1555CPA | Cold Start Battery Backup, -20°C, 90 Minutes (120-277v Only) |  | 262 | 278
P17117 | Internal Microwave Sensor with Dimming, 120-277V Only. |  | 70 | 74
P17123 | Internal Microwave On/Off Motion Sensor – NO DIMMING, 120-277V Only. |  | 44 | 47
P18103 | 120-277VAC Button Photocell |  | 38 | 40
VNQM | Hinged Quick-Mount Bracket, Stamped Steel, Mount over Recessed Electrical Box, or Use ¾´ NPS Downrod for Pendant Mounting. CSA Listed for Damp Location Mounting. |  | 50 | 53
Notes:
(1) Specify Color
(22) $150.00 Paint Set-up Fee for quantities under 5 pcs
LEDicated
1882 Lighting
Admiral S40 Square Garage Luminaire
LED Model: | Description: | Note: | 5% | 10%
ADMS40QF1X40 | ADMS40Q Type VS 40w |  | 289 | 307
ADMS40QF1X60 | ADMS40Q Type VS 60w |  | 299 | 318
ADMS40QF1X84 | ADMS40Q Type VS 84w |  | 349 | 370
Ballast: | Factory Installed | Note: | 5% | 10%
U | 120-277v |  | NC | NC
H | 347-480v |  | 23 | 25
Color Temp: | Factory Installed | Note: | 5% | 10%
4K | 4000K |  | NC | NC
Color: | Factory Installed | Note: | 5% | 10%
Z | Bronze |  | NC | NC
C | Custom Paint Color | 22 | 105 | 105
Mounting: | Ships Separately, Field Installed | Note: | 5% | 10%
NM | Easy-Hang Bracket Only |  | NC | NC
T | Trunnion |  | 63 | 67
PA | Pendant |  | 52 | 54
Options: | Factory Installed | Note: | 5% | 10%
SF | Single Fuse (120-277v Only) |  | 29 | 30
DF | Double Fuse (120-277v Only) |  | 58 | 62
SP | 120-277VAC 10KA Surge Suppressor |  | 25 | 27
SP2 | 120-277VAC 20KA Surge Suppressor |  | 49 | 52
SPH | 347-480VAC 10KA Surge Suppressor |  | 28 | 29
S2 | Microwave Sensor with Dimming, 120-277V Only. |  | 85 | 89
S4 | Microwave On/Off Motion Sensor – NO DIMMING, 120-277V Only. |  | 59 | 62
BU | Battery Backup, 90 Minutes (120-277v Only) |  | 204 | 216
BUC | Cold Start Battery Backup, -20°C, 90 Minutes (120-277v Only) |  | 274 | 290
Replacement Parts: | Ships Separately, Field Installed | Note: | 5% | 10%
P17117 | Internal Microwave Sensor with Dimming, 120-277V Only. |  | 70 | 74
P17123 | Internal Microwave On/Off Motion Sensor – NO DIMMING, 120-277V Only. |  | 44 | 47
3EBLX1055190A | Provides 90 Minutes of Backup Power (120-277v Only) |  | 192 | 204
3EBLX10T1555CPA | Cold Start Battery Backup, -20°C, 90 Minutes (120-277v Only) |  | 262 | 278
Notes:
(22) $150.00 Paint Set-up Fee for quantities under 5 pcs
Pendant Mount
1882 Lighting
Anaheim LED Pendant Mount
LED Model: | Description: | Note: | 5% | 10%
ANA | Anaheim LED Pendant Mount - 8" 10w, 15w, 20w, 30w |  | 1603 | 1703
ANA | Anaheim LED Pendant Mount - 12" 40w, 50w, 60w, 70w |  | 1757 | 1867
ANA | Anaheim LED Pendant Mount - 13" 80w, 90w, 105w, 120w |  | 1913 | 2033
Shades: | Description: | Note: | 5% | 10%
W1 | Flared |  | NC | NC
W2 | Rounded |  | NC | NC
W4 | Non-Flared |  | NC | NC
W5 | Extended Flare |  | NC | NC
Globe/Lens: | Description: | Note: | 5% | 10%
NL | No Secondary Lens |  | NC | NC
LED Module: | Description: | Note: | 5% | 10%
10W27K | 10w 2700K |  | NC | NC
15W27K | 15w 2700K |  | NC | NC
20W27K | 20w 2700K |  | NC | NC
30W27K | 30w 2700K |  | NC | NC
40W27K | 40w 2700K |  | NC | NC
50W27K | 50w 2700K |  | NC | NC
60W27K | 60w 2700K |  | NC | NC
70W27K | 70w 2700K |  | NC | NC
80W27K | 80w 2700K |  | NC | NC
90W27K | 90w 2700K |  | NC | NC
105W27K | 105w 2700K |  | NC | NC
120W27K | 120w 2700K |  | NC | NC
135W27K | 135w 2700K |  | NC | NC
10W3K | 10w 3000K |  | NC | NC
15W3K | 15w 3000K |  | NC | NC
20W3K | 20w 3000K |  | NC | NC
30W3K | 30w 3000K |  | NC | NC
40W3K | 40w 3000K |  | NC | NC
50W3K | 50w 3000K |  | NC | NC
60W3K | 60w 3000K |  | NC | NC
70W3K | 70w 3000K |  | NC | NC
80W3K | 80w 3000K |  | NC | NC
90W3K | 90w 3000K |  | NC | NC
105W3K | 105w 3000K |  | NC | NC
120W3K | 120w 3000K |  | NC | NC
135W3K | 135w 3000K |  | NC | NC
10W4K | 10w 4000K |  | NC | NC
15W4K | 15w 4000K |  | NC | NC
20W4K | 20w 4000K |  | NC | NC
30W4K | 30w 4000K |  | NC | NC
40W4K | 40w 4000K |  | NC | NC
50W4K | 50w 4000K |  | NC | NC
60W4K | 60w 4000K |  | NC | NC
70W4K | 70w 4000K |  | NC | NC
80W4K | 80w 4000K |  | NC | NC
90W4K | 90w 4000K |  | NC | NC
105W4K | 105w 4000K |  | NC | NC
120W4K | 120w 4000K |  | NC | NC
135W4K | 135w 4000K |  | NC | NC
10W5K | 10w 5000K |  | NC | NC
15W5K | 15w 5000K |  | NC | NC
20W5K | 20w 5000K |  | NC | NC
30W5K | 30w 5000K |  | NC | NC
40W5K | 40w 5000K |  | NC | NC
50W5K | 50w 5000K |  | NC | NC
60W5K | 60w 5000K |  | NC | NC
70W5K | 70w 5000K |  | NC | NC
80W5K | 80w 5000K |  | NC | NC
90W5K | 90w 5000K |  | NC | NC
105W5K | 105w 5000K |  | NC | NC
120W5K | 120w 5000K |  | NC | NC
135W5K | 135w 5000K |  | NC | NC
Voltage: | Description: | Note: | 5% | 10%
U | 120-277v |  | NC | NC
H | 347-480v |  | 53 | 57
Distribution: | Description: | Note: | 5% | 10%
1 | Type I | 97 | NC | NC
2 | Type II |  | NC | NC
3 | Type III |  | NC | NC
4 | Type IV |  | NC | NC
5 | Type V |  | NC | NC
Distribution: | Description: | Note: | 5% | 10%
SMS | Solid Midsection |  | NC | NC
4W | 4 ANAdow Midsection |  | 171 | 182
16W | 16 ANAdow Midsection |  | 171 | 182
LM | Louvered Midsection |  | 171 | 182
CR | Cast Rings (4) | 78 | 228 | 242
Mounting: | Description: | Note: | 5% | 10%
PEN | Top Mount (Standard) |  | NC | NC
SMPR | Side Mount, Round Pole |  | 455 | 483
SMPS | Side Mount, Square Pole |  | 455 | 483
SMW | Side Mount, Wall |  | 455 | 483
Options: | Description: | Note: | 5% | 10%
PC | Button Eye Photo Control |  | 69 | 73
H | House Side Shield |  | 80 | 85
N | None |  | NC | NC
Finish: | Description: | Note: | 5% | 10%
BK | Black |  | NC | NC
BZ | Bronze |  | NC | NC
DBZ | Dark Bronze |  | NC | NC
WH | White |  | NC | NC
GR | Green |  | NC | NC
SM | Silver Metallic |  | NC | NC
GY | Light Gray |  | NC | NC
TBK | Textured Black |  | NC | NC
CC | Custom Color (Consult Factory) |  | Factory | Factory
Notes:
(78) Not available on the side mount arms for Round Pole, Square Pole and Side Wall
(97) 70w & Above Only
LEDicated
1882 Lighting
Anapolis Round Bulkhead
LED Model: | Description: | Note: | 5% | 10%
ANPRGRQF1X12 | Anapolis Round Bulkhead Grid Frame Type D 12w | 1, 22 | 240 | 255
ANPRHCQF1X12 | Anapolis Round Bulkhead Half Cutoff Type D 12w | 1, 22 | 240 | 255
ANPROFQF1X12 | Anapolis Round Bulkhead Open Frame Type D 12w | 1, 22 | 240 | 255
ANPRGRQF1X17 | Anapolis Round Bulkhead Grid Frame Type D 17w | 1, 22 | 249 | 264
ANPRHCQF1X17 | Anapolis Round Bulkhead Half Cutoff Type D 17w | 1, 22 | 249 | 264
ANPROFQF1X17 | Anapolis Round Bulkhead Open Frame Type D 17w | 1, 22 | 249 | 264
ANPRGRQF1X25 | Anapolis Round Bulkhead Grid Frame Type D 25w | 1, 22 | 291 | 309
ANPRHCQF1X25 | Anapolis Round Bulkhead Half Cutoff Type D 25w | 1, 22 | 291 | 309
ANPROFQF1X25 | Anapolis Round Bulkhead Open Frame Type D 25w | 1, 22 | 291 | 309
Ballast: | Factory Installed | Note: | 5% | 10%
U | 120-277v |  | NC | NC
C | 347v @ 12w, 17w only |  | 11 | 12
H | 347-480v @ 25w only |  | 47 | 50
Color Temp: | Factory Installed | Note: | 5% | 10%
3K | 3000K |  | NC | NC
4K | 4000K |  | NC | NC
5K | 5000K |  | NC | NC
Lens: | Factory Installed | Note: | 5% | 10%
L | SoftLED LumaLens Opal UV-Stabilized Polycarbonate Array Lens |  | NC | NC
Color: | Factory Installed | Note: | 5% | 10%
Z | Bronze |  | NC | NC
W | White |  | NC | NC
C | Custom Paint Color | 22 | 85 | 85
Options: | Factory Installed | Note: | 5% | 10%
SF | Single Fuse (120-277v Only) |  | 29 | 30
DF | Double Fuse (120-277v Only) |  | 58 | 62
SP | 120-277VAC 10KA Surge Suppressor |  | 25 | 27
SP2 | 120-277VAC 20KA Surge Suppressor |  | 49 | 52
SPH | 347-480VAC 10KA Surge Suppressor |  | 28 | 29
BU | Battery Backup, 90 Minutes (120-277v Only) |  | 204 | 216
BUC | Cold Start Battery Backup, -20°C, 90 Minutes (120-277v Only) |  | 274 | 290
P10 | Pencil Photocell, 120VAC |  | 34 | 35
P12 | Pencil Photocell, 277VAC |  | 34 | 35
P14 | Pencil Photocell, 120-277VAC |  | 43 | 45
PC3 | Button Photocell, 120-277VAC |  | 48 | 50
S2 | Microwave Sensor with Dimming, 120-277V Only. |  | 85 | 89
S4 | Microwave On/Off Motion Sensor – NO DIMMING, 120-277V Only. |  | 59 | 62
Replacement Parts: | Ships Separately, Field Installed | Note: | 5% | 10%
3EBLX1055190A | Provides 90 Minutes of Backup Power (120-277v Only) |  | 192 | 204
3EBLX10T1555CPA | Cold Start Battery Backup, -20°C, 90 Minutes (120-277v Only) |  | 262 | 278
P17117 | Internal Microwave Sensor with Dimming, 120-277V Only. |  | 70 | 74
P17123 | Internal Microwave On/Off Motion Sensor – NO DIMMING, 120-277V Only. |  | 44 | 47
P18103 | 120-277VAC Button Photocell |  | 38 | 40
P18110 | 110-130V 120VAC Pencil Photocell (120-277v Only) |  | 24 | 25
P18112 | 208-277V 240VAC Pencil Photocell (120-277v Only) |  | 24 | 25
P18114 | 120-277V, Pencil Photocell (120-277v Only) |  | 33 | 35
Notes:
(1) Specify Color
(22) $150.00 Paint Set-up Fee for quantities under 5 pcs
LEDicated
1882 Lighting
Anapolis Square Bulkhead
LED Model: | Description: | Note: | 5% | 10%
ANPSGRQF1X12 | Anapolis Square Bulkhead Grid Frame Type IV 12w | 1, 22 | 240 | 255
ANPSHCQF1X12 | Anapolis Square Bulkhead Half Cutoff Type IV 12w | 1, 22 | 240 | 255
ANPSOFQF1X12 | Anapolis Square Bulkhead Open Frame Type IV 12w | 1, 22 | 240 | 255
ANPSGRQF1X17 | Anapolis Square Bulkhead Grid Frame Type IV 17w | 1, 22 | 249 | 264
ANPSHCQF1X17 | Anapolis Square Bulkhead Half Cutoff Type IV 17w | 1, 22 | 249 | 264
ANPSOFQF1X17 | Anapolis Square Bulkhead Open Frame Type IV 17w | 1, 22 | 249 | 264
ANPSGRQF1X25 | Anapolis Square Bulkhead Grid Frame Type IV 25w | 1, 22 | 291 | 309
ANPSHCQF1X25 | Anapolis Square Bulkhead Half Cutoff Type IV 25w | 1, 22 | 291 | 309
ANPSOFQF1X25 | Anapolis Square Bulkhead Open Frame Type IV 25w | 1, 22 | 291 | 309
Ballast: | Factory Installed | Note: | 5% | 10%
U | 120-277v |  | NC | NC
C | 347v @ 12w, 17w only |  | 11 | 12
H | 347-480v @ 25w only |  | 47 | 50
Color Temp: | Factory Installed | Note: | 5% | 10%
3K | 3000K |  | NC | NC
4K | 4000K |  | NC | NC
5K | 5000K |  | NC | NC
Lens: | Factory Installed | Note: | 5% | 10%
L | SoftLED LumaLens Opal UV-Stabilized Polycarbonate Array Lens |  | NC | NC
Color: | Factory Installed | Note: | 5% | 10%
Z | Bronze |  | NC | NC
W | White |  | NC | NC
C | Custom Paint Color | 22 | 85 | 85
Options: | Factory Installed | Note: | 5% | 10%
SF | Single Fuse (120-277v Only) |  | 29 | 30
DF | Double Fuse (120-277v Only) |  | 58 | 62
SP | 120-277VAC 10KA Surge Suppressor |  | 25 | 27
SP2 | 120-277VAC 20KA Surge Suppressor |  | 49 | 52
SPH | 347-480VAC 10KA Surge Suppressor |  | 28 | 29
BU | Battery Backup, 90 Minutes (120-277v Only) |  | 204 | 216
BUC | Cold Start Battery Backup, -20°C, 90 Minutes (120-277v Only) |  | 274 | 290
P10 | Pencil Photocell, 120VAC |  | 34 | 35
P12 | Pencil Photocell, 277VAC |  | 34 | 35
P14 | Pencil Photocell, 120-277VAC |  | 43 | 45
PC3 | Button Photocell, 120-277VAC |  | 48 | 50
S2 | Microwave Sensor with Dimming, 120-277V Only. |  | 85 | 89
S4 | Microwave On/Off Motion Sensor – NO DIMMING, 120-277V Only. |  | 59 | 62
Replacement Parts: | Ships Separately, Field Installed | Note: | 5% | 10%
3EBLX1055190A | Provides 90 Minutes of Backup Power (120-277v Only) |  | 192 | 204
3EBLX10T1555CPA | Cold Start Battery Backup, -20°C, 90 Minutes (120-277v Only) |  | 262 | 278
P17117 | Internal Microwave Sensor with Dimming, 120-277V Only. |  | 70 | 74
P17123 | Internal Microwave On/Off Motion Sensor – NO DIMMING, 120-277V Only. |  | 44 | 47
P18103 | 120-277VAC Button Photocell |  | 38 | 40
P18110 | 110-130V 120VAC Pencil Photocell (120-277v Only) |  | 24 | 25
P18112 | 208-277V 240VAC Pencil Photocell (120-277v Only) |  | 24 | 25
P18114 | 120-277V, Pencil Photocell (120-277v Only) |  | 33 | 35
Notes:
(1) Specify Color
(22) $150.00 Paint Set-up Fee for quantities under 5 pcs
Post Top
1882 Lighting
Arlington 1 Post Top
LED Model: | Description: | Note: | 5% | 10%
ARL1 | Arlington 1 Post Top LED Luminaire - 6" 40w, 50w, 60w |  | 1400 | 1488
ARL1 | Arlington 1 Post Top LED Luminaire - 12" 70w, 80w, 90w |  | 1564 | 1662
LED Module: | Description: | Note: | 5% | 10%
40W3K | 40w 3000K |  | NC | NC
50W3K | 50w 3000K |  | NC | NC
60W3K | 60w 3000K |  | NC | NC
70W3K | 70w 3000K |  | NC | NC
80W3K | 80w 3000K |  | NC | NC
90W3K | 90w 3000K |  | NC | NC
40W4K | 40w 4000K |  | NC | NC
50W4K | 50w 4000K |  | NC | NC
60W4K | 60w 4000K |  | NC | NC
70W4K | 70w 4000K |  | NC | NC
80W4K | 80w 4000K |  | NC | NC
90W4K | 90w 4000K |  | NC | NC
40W5K | 40w 5000K |  | NC | NC
50W5K | 50w 5000K |  | NC | NC
60W5K | 60w 5000K |  | NC | NC
70W5K | 70w 5000K |  | NC | NC
80W5K | 80w 5000K |  | NC | NC
90W5K | 90w 5000K |  | NC | NC
Voltage: | Description: | Note: | 5% | 10%
U | 120-277v |  | NC | NC
H | 347-480v |  | 53 | 57
Distribution: | Description: | Note: | 5% | 10%
2 | Type II |  | NC | NC
3 | Type III |  | NC | NC
4 | Type IV |  | NC | NC
5 | Type V |  | NC | NC
Options: | Description: | Note: | 5% | 10%
FS | Fuse, Single |  | 40 | 43
PC | Button Eye Photo Contro |  | 70 | 74
N | None |  | NC | NC
Finish: | Description: | Note: | 5% | 10%
BK | Black |  | NC | NC
BZ | Bronze |  | NC | NC
DBZ | Dark Bronze |  | NC | NC
WH | White |  | NC | NC
GR | Green |  | NC | NC
SM | Silver Metallic |  | NC | NC
GY | Light Gray |  | NC | NC
TBK | Textured Black |  | NC | NC
CC | Custom Color (Consult Factory) |  | Factory | Factory
Notes:
Post Top
1882 Lighting
Arlington 2 Post Top
LED Model: | Description: | Note: | 5% | 10%
ARL | Arlington 2 Post Top LED Luminaire - 6" 40w, 50w, 60w |  | 1599 | 1699
ARL | Arlington 2 Post Top LED Luminaire - 12" 70w, 80w, 90w |  | 1660 | 1764
ARL | Arlington 2 Post Top LED Luminaire - 13" 105w, 120w, 135w |  | 1931 | 2052
Globe/Lens: | Description: | Note: | 5% | 10%
NL | No Secondary Lens |  | NC | NC
LED Module: | Description: | Note: | 5% | 10%
40W27K | 40w 2700K |  | NC | NC
50W27K | 50w 2700K |  | NC | NC
60W27K | 60w 2700K |  | NC | NC
70W27K | 70w 2700K |  | NC | NC
80W27K | 80w 2700K |  | NC | NC
90W27K | 90w 2700K |  | NC | NC
105W27K | 105w 2700K |  | NC | NC
120W27K | 120w 2700K |  | NC | NC
135W27K | 135w 2700K |  | NC | NC
40W3K | 40w 3000K |  | NC | NC
50W3K | 50w 3000K |  | NC | NC
60W3K | 60w 3000K |  | NC | NC
70W3K | 70w 3000K |  | NC | NC
80W3K | 80w 3000K |  | NC | NC
90W3K | 90w 3000K |  | NC | NC
105W3K | 105w 3000K |  | NC | NC
120W3K | 120w 3000K |  | NC | NC
135W3K | 135w 3000K |  | NC | NC
40W4K | 40w 4000K |  | NC | NC
50W4K | 50w 4000K |  | NC | NC
60W4K | 60w 4000K |  | NC | NC
70W4K | 70w 4000K |  | NC | NC
80W4K | 80w 4000K |  | NC | NC
90W4K | 90w 4000K |  | NC | NC
105W4K | 105w 4000K |  | NC | NC
120W4K | 120w 4000K |  | NC | NC
135W4K | 135w 4000K |  | NC | NC
40W5K | 40w 5000K |  | NC | NC
50W5K | 50w 5000K |  | NC | NC
60W5K | 60w 5000K |  | NC | NC
70W5K | 70w 5000K |  | NC | NC
80W5K | 80w 5000K |  | NC | NC
90W5K | 90w 5000K |  | NC | NC
105W5K | 105w 5000K |  | NC | NC
120W5K | 120w 5000K |  | NC | NC
135W5K | 135w 5000K |  | NC | NC
Voltage: | Description: | Note: | 5% | 10%
U | 120-277v |  | NC | NC
H | 347-480v |  | 53 | 57
Distribution: | Description: | Note: | 5% | 10%
1 | Type I | 97 | NC | NC
2 | Type II |  | NC | NC
3 | Type III |  | NC | NC
4 | Type IV |  | NC | NC
5 | Type V |  | NC | NC
Options: | Description: | Note: | 5% | 10%
PC | Button Eye Photo Contro |  | 66 | 70
N | None |  | NC | NC
Finish: | Description: | Note: | 5% | 10%
BK | Black |  | NC | NC
BZ | Bronze |  | NC | NC
DBZ | Dark Bronze |  | NC | NC
WH | White |  | NC | NC
GR | Green |  | NC | NC
SM | Silver Metallic |  | NC | NC
GY | Light Gray |  | NC | NC
TBK | Textured Black |  | NC | NC
CC | Custom Color (Consult Factory) |  | Factory | Factory
Notes:
(97) 70w & Above Only
Post Top
PEMCO
Auburn Post Top
LED Model: | Description: | Note: | 5% | 10%
AUB | Auburn Post Top - 8" 40w, 50w, 60w |  | 1996 | 2120
AUB | Auburn Post Top - 12" 70w, 80w, 90w |  | 2198 | 2335
AUB | Auburn Post Top - 13" 105w, 120w, 135w |  | 2245 | 2385
Globe/Lens: | Description: | Note: | 5% | 10%
NL | No Secondary Lens |  | NC | NC
CA | Clear Acrylic |  | 96 | 102
CP | Clear Polycarbonate |  | 96 | 102
FA | Frosted Acrylic |  | 96 | 102
FP | Frosted Polycarbonate |  | 96 | 102
LED Module: | Description: | Note: | 5% | 10%
40W3K | 40w 3000K |  | NC | NC
50W3K | 50w 3000K |  | NC | NC
60W3K | 60w 3000K |  | NC | NC
70W3K | 70w 3000K |  | NC | NC
80W3K | 80w 3000K |  | NC | NC
90W3K | 90w 3000K |  | NC | NC
105W3K | 105w 3000K |  | NC | NC
120W3K | 120w 3000K |  | NC | NC
135W3K | 135w 3000K |  | NC | NC
40W3K | 40w 4000K |  | NC | NC
50W3K | 50w 4000K |  | NC | NC
60W3K | 60w 4000K |  | NC | NC
70W3K | 70w 4000K |  | NC | NC
80W3K | 80w 4000K |  | NC | NC
90W3K | 90w 4000K |  | NC | NC
105W3K | 105w 4000K |  | NC | NC
120W3K | 120w 4000K |  | NC | NC
135W3K | 135w 4000K |  | NC | NC
40W3K | 40w 5000K |  | NC | NC
50W3K | 50w 5000K |  | NC | NC
60W3K | 60w 5000K |  | NC | NC
70W3K | 70w 5000K |  | NC | NC
80W3K | 80w 5000K |  | NC | NC
90W3K | 90w 5000K |  | NC | NC
105W3K | 105w 5000K |  | NC | NC
120W3K | 120w 5000K |  | NC | NC
135W3K | 135w 5000K |  | NC | NC
Voltage: | Description: | Note: | 5% | 10%
U | 120-277v |  | NC | NC
H | 347-480v |  | 53 | 57
Distribution: | Description: | Note: | 5% | 10%
1 | Type I | 97 | NC | NC
2 | Type II |  | NC | NC
3 | Type III |  | NC | NC
4 | Type IV |  | NC | NC
5 | Type V |  | NC | NC
Options: | Description: | Note: | 5% | 10%
PC | Button Eye Photo Control |  | 71 | 75
DA | Decorative Arcs |  | 83 | 88
N | None |  | NC | NC
Finish: | Description: | Note: | 5% | 10%
BK | Black |  | NC | NC
BZ | Bronze |  | NC | NC
DBZ | Dark Bronze |  | NC | NC
WH | White |  | NC | NC
GR | Green |  | NC | NC
SM | Silver Metallic |  | NC | NC
GY | Light Gray |  | NC | NC
TBK | Textured Black |  | NC | NC
CC | Custom Color (Consult Factory) |  | Factory | Factory
Notes:
(97) 70w & Above Only
LEDicated
1882 Lighting
Austin 13w Wall Mounts
LED Model: | Description: | Note: | 5% | 10%
AUS13WQF1X16 | Austin Round Wall Sconce Type F 16w | 1, 22 | 382 | 405
AUS13WQF1X25 | Austin Round Wall Sconce Type F 25w | 1, 22 | 400 | 425
Ballast: | Factory Installed | Note: | 5% | 10%
U | 120-277v |  | NC | NC
Color Temp: | Factory Installed | Note: | 5% | 10%
4K | 4000K |  | NC | NC
5K | 5000K |  | NC | NC
Lens: | Factory Installed | Note: | 5% | 10%
C | Clear UV-Stabilized Polycarbonate Array Lens |  | NC | NC
L | SoftLED LumaLens Opal UV-Stabilized Polycarbonate Array Lens |  | 31 | 32
Color: | Factory Installed | Note: | 5% | 10%
Z | Bronze |  | NC | NC
B | Black |  | NC | NC
C | Custom Paint Color | 22 | 85 | 85
Options: | Factory Installed | Note: | 5% | 10%
SF | Single Fuse (120-277v Only) |  | 29 | 30
DF | Double Fuse (120-277v Only) |  | 58 | 62
SP | 120-277VAC 10KA Surge Suppressor |  | 25 | 27
SP2 | 120-277VAC 20KA Surge Suppressor |  | 49 | 52
PC3 | Button Photocell, 120-277VAC |  | 48 | 50
BU4 | Battery Backup, 90 Minutes |  | 300 | 318
BUC4 | Cold Start Battery Backup, -20°C, 90 Minutes (120-277v Only) |  | 370 | 392
Accessories: | Ships Separately, Field Installed | Note: | 5% | 10%
ACCHSG4 | Empty Die Cast Accessory Housing, Powdercoat Finish | 1, 22 | 96 | 102
Replacement Parts: | Ships Separately, Field Installed | Note: | 5% | 10%
P18103 | 120-277VAC Button Photocell |  | 38 | 40
B3LL | SoftLED LumaLens Opal UV-Stabilized Polycarbonate Array Lens |  | 19 | 20
3EBLX1055190A | Provides 90 Minutes of Backup Power (120-277v Only) |  | 192 | 204
3EBLX10T1555CPA | Cold Start Battery Backup, -20°C, 90 Minutes (120-277v Only) |  | 262 | 278
Notes:
(1) Specify Color
(22) $150.00 Paint Set-up Fee for quantities under 5 pcs
LEDicated
1882 Lighting
Austin 14w Wall Mounts
LED Model: | Description: | Note: | 5% | 10%
AUS14WQF1X16 | Austin Square Wall Sconce Type F 16w | 1, 22 | 382 | 405
AUS14WQF1X25 | Austin Square Wall Sconce Type F 25w | 1, 22 | 400 | 425
Ballast: | Factory Installed | Note: | 5% | 10%
U | 120-277v |  | NC | NC
Color Temp: | Factory Installed | Note: | 5% | 10%
4K | 4000K |  | NC | NC
5K | 5000K |  | NC | NC
Lens: | Factory Installed | Note: | 5% | 10%
C | Clear UV-Stabilized Polycarbonate Array Lens |  | NC | NC
L | SoftLED LumaLens Opal UV-Stabilized Polycarbonate Array Lens |  | 31 | 32
Color: | Factory Installed | Note: | 5% | 10%
Z | Bronze |  | NC | NC
B | Black |  | NC | NC
C | Custom Paint Color | 22 | 85 | 85
Options: | Factory Installed | Note: | 5% | 10%
SF | Single Fuse (120-277v Only) |  | 29 | 30
DF | Double Fuse (120-277v Only) |  | 58 | 62
SP | 120-277VAC 10KA Surge Suppressor |  | 25 | 27
SP2 | 120-277VAC 20KA Surge Suppressor |  | 49 | 52
PC3 | Button Photocell, 120-277VAC |  | 48 | 50
BU4 | Battery Backup, 90 Minutes |  | 300 | 318
BUC4 | Cold Start Battery Backup, -20°C, 90 Minutes (120-277v Only) |  | 370 | 392
Accessories: | Ships Separately, Field Installed | Note: | 5% | 10%
ACCHSG4 | Empty Die Cast Accessory Housing, Powdercoat Finish | 1, 22 | 96 | 102
Replacement Parts: | Ships Separately, Field Installed | Note: | 5% | 10%
P18103 | 120-277VAC Button Photocell |  | 38 | 40
B4LL | SoftLED LumaLens Opal UV-Stabilized Polycarbonate Array Lens |  | 19 | 20
3EBLX1055190A | Provides 90 Minutes of Backup Power (120-277v Only) |  | 192 | 204
3EBLX10T1555CPA | Cold Start Battery Backup, -20°C, 90 Minutes (120-277v Only) |  | 262 | 278
Notes:
(1) Specify Color
(22) $150.00 Paint Set-up Fee for quantities under 5 pcs
LEDicated
1882 Lighting
Austin 15-D Wall/Deck Mount
LED Model: | Description: | Note: | 5% | 10%
AUS15DOQF1X12 | AUS15DOQ 360° Type F 12w | 1, 22 | 164 | 174
AUS15DOQF1X17 | AUS15DOQ 360° Type F 17w | 1, 22 | 164 | 174
AUS15DHQF1X10 | AUS15DHQ 180° Shield Type F 10w | 1, 22 | 189 | 200
AUS15DHQF1X16 | AUS15DHQ 180° Shield Type F 16w | 1, 22 | 189 | 200
AUS15DTQF1X10 | AUS15DTQ 120° Shield Type F 10w | 1, 22 | 189 | 200
AUS15DTQF1X16 | AUS15DTQ 120° Shield Type F 16w | 1, 22 | 189 | 200
Ballast: | Factory Installed | Note: | 5% | 10%
U | 120-277v |  | NC | NC
Color Temp: | Factory Installed | Note: | 5% | 10%
3K | 3000K |  | NC | NC
4K | 4000K |  | NC | NC
5K | 5000K |  | NC | NC
Lens: | Factory Installed | Note: | 5% | 10%
C | Clear UV-Stabilized Polycarbonate Vandal-Resistant Lens |  | NC | NC
Color: | Factory Installed | Note: | 5% | 10%
B | Black |  | NC | NC
Z | Bronze |  | NC | NC
C | Custom Paint Color | 22 | 65 | 65
Notes:
(22) $150.00 Paint Set-up Fee for quantities under 5 pcs
LEDicated
1882 Lighting
Austin 15-W Wall Sconce
LED Model: | Description: | Note: | 5% | 10%
AUS15WOQF1X12 | Full Cutoff Wall Sconce - 360° Type F 12w | 1, 22 | 215 | 228
AUS15WOQF1X17 | Full Cutoff Wall Sconce - 360° Type F 17w | 1, 22 | 215 | 228
AUS15WHQF1X10 | Full Cutoff Wall Sconce with 120° Shield Type F 10w | 1, 22 | 239 | 254
AUS15WHQF1X16 | Full Cutoff Wall Sconce with 120° Shield Type F 16w | 1, 22 | 239 | 254
AUS15WTQF1X10 | Full Cutoff Wall Sconce with 180° Shield Type F 10w | 1, 22 | 239 | 254
AUS15WTQF1X16 | Full Cutoff Wall Sconce with 180° Shield Type F 16w | 1, 22 | 239 | 254
Ballast: | Factory Installed | Note: | 5% | 10%
U | 120-277v |  | NC | NC
Color Temp: | Factory Installed | Note: | 5% | 10%
3K | 3000K |  | NC | NC
4K | 4000K |  | NC | NC
5K | 5000K |  | NC | NC
Lens: | Factory Installed | Note: | 5% | 10%
C | Clear UV-Stabilized Polycarbonate Vandal-Resistant Lens |  | NC | NC
Color: | Factory Installed | Note: | 5% | 10%
Z | Bronze |  | NC | NC
B | Black |  | NC | NC
C | Custom Paint Color | 22 | 85 | 85
Options: | Factory Installed | Note: | 5% | 10%
BU4 | Battery Backup, 90 Minutes |  | 300 | 318
BUC4 | Cold Start Battery Backup, -20°C, 90 Minutes (120-277v Only) |  | 370 | 392
Accessories: | Ships Separately, Field Installed | Note: | 5% | 10%
ACCHSG4 | Empty Die Cast Accessory Housing, Powdercoat Finish | 1, 22 | 96 | 102
Replacement Parts: | Ships Separately, Field Installed | Note: | 5% | 10%
3EBLX1055190A | Provides 90 Minutes of Backup Power (120-277v Only) |  | 192 | 204
3EBLX10T1555CPA | Cold Start Battery Backup, -20°C, 90 Minutes (120-277v Only) |  | 262 | 278
Notes:
(1) Specify Color
(22) $150.00 Paint Set-up Fee for quantities under 5 pcs
LEDicated
1882 Lighting
Austin 24WD Up & Down Wall Mount
LED Model: | Description: | Note: | 5% | 10%
AUS24WDWWQ2X15 | AUS24WD Up or Down Wide-Wide Beam 100°-100° 30w |  | 311 | 330
AUS24WDWMQ2X15 | AUS24WD Up or Down Wide-Medium Beam 100°-70° 30w |  | 311 | 330
AUS24WDWNQ2X15 | AUS24WD Up or Down Wide-Narrow Beam 100°-30° 30w |  | 311 | 330
AUS24WDMWQ2X15 | AUS24WD Up or Down Medium-Wide Beam 70°-100° 30w |  | 311 | 330
AUS24WDMMQ2X15 | AUS24WD Up or Down Medium-Medium Beam 70°-70° 30w |  | 311 | 330
AUS24WDMNQ2X15 | AUS24WD Up or Down Medium-Narrow Beam 70°-30° 30w |  | 311 | 330
AUS24WDNWQ2X15 | AUS24WD Up or Down Narrow-Wide Beam 30°-100° 30w |  | 311 | 330
AUS24WDNMQ2X15 | AUS24WD Up or Down Narrow-Medium Beam 30°-70° 30w |  | 311 | 330
AUS24WDNNQ2X15 | AUS24WD Up or Down Narrow-Narrow Beam 30°-30° 30w |  | 311 | 330
Ballast: | Factory Installed | Note: | 5% | 10%
U | 120-277v |  | NC | NC
Color Temp: | Factory Installed | Note: | 5% | 10%
3K | 3000K |  | NC | NC
4K | 4000K |  | NC | NC
Color: | Factory Installed | Note: | 5% | 10%
Z | Bronze |  | NC | NC
B | Black |  | NC | NC
C | Custom Paint Color | 22 | 95 | 95
Options: | Factory Installed | Note: | 5% | 10%
SF | Single Fuse (120-277v Only) |  | 29 | 30
DF | Double Fuse (120-277v Only) |  | 58 | 62
SP | 120-277VAC 10KA Surge Suppressor |  | 25 | 27
SP2 | 120-277VAC 20KA Surge Suppressor |  | 49 | 52
PC3 | Button Photocell, 120-277VAC |  | 48 | 50
BU | Battery Backup, 90 Minutes (120-277v Only) |  | 204 | 216
BUC | Cold Start Battery Backup, -20°C, 90 Minutes (120-277v Only) |  | 274 | 290
Replacement Parts: | Ships Separately, Field Installed | Note: | 5% | 10%
P18103 | 120-277VAC Button Photocell |  | 38 | 40
Notes:
(22) $150.00 Paint Set-up Fee for quantities under 5 pcs
LEDicated
1882 Lighting
Austin 24WS Up or Down Wall Mount
LED Model: | Description: | Note: | 5% | 10%
AUS24WSDWQ1X15 | AUS24WSD Single-Down Wide Beam 100° 15w |  | 251 | 267
AUS24WSDMQ1X15 | AUS24WSD Single-Down Medium Beam 70° 15w |  | 251 | 267
AUS24WSDNQ1X15 | AUS24WSD Single-Down Narrow Beam 30° 15w |  | 251 | 267
AUS24WSUWQ1X15 | AUS24WSU Single-Up Wide Beam 100° 15w |  | 251 | 267
AUS24WSUMQ1X15 | AUS24WSU Single-Up Medium Beam 70° 15w |  | 251 | 267
AUS24WSUNQ1X15 | AUS24WSU Single-Up Narrow Beam 30° 15w |  | 251 | 267
Ballast: | Factory Installed | Note: | 5% | 10%
U | 120-277v |  | NC | NC
Color Temp: | Factory Installed | Note: | 5% | 10%
3K | 3000K |  | NC | NC
4K | 4000K |  | NC | NC
Color: | Factory Installed | Note: | 5% | 10%
Z | Bronze |  | NC | NC
B | Black |  | NC | NC
C | Custom Paint Color | 22 | 95 | 95
Options: | Factory Installed | Note: | 5% | 10%
SF | Single Fuse (120-277v Only) |  | 29 | 30
DF | Double Fuse (120-277v Only) |  | 58 | 62
SP | 120-277VAC 10KA Surge Suppressor |  | 25 | 27
SP2 | 120-277VAC 20KA Surge Suppressor |  | 49 | 52
PC3 | Button Photocell, 120-277VAC |  | 48 | 50
BU | Battery Backup, 90 Minutes (120-277v Only) |  | 204 | 216
BUC | Cold Start Battery Backup, -20°C, 90 Minutes (120-277v Only) |  | 274 | 290
Replacement Parts: | Ships Separately, Field Installed | Note: | 5% | 10%
P18103 | 120-277VAC Button Photocell |  | 38 | 40
Notes:
(22) $150.00 Paint Set-up Fee for quantities under 5 pcs
LEDicated
1882 Lighting
Baja Bullet Flood
LED Model: | Description: | Note: | 5% | 10%
BAJBLT*C31X10U | Small Baja LED Bullet COB 10w 120-277v |  | 112 | 119
BAJBLT*C31X10V | Small Baja LED Bullet COB 10w 12v |  | 97 | 103
*Reflector Type: | Factory Installed | Note: | 5% | 10%
D | 30° |  | NC | NC
Color Temp: | Factory Installed | Note: | 5% | 10%
41K | 4100K |  | NC | NC
Color: | Factory Installed | Note: | 5% | 10%
Z | Bronze |  | NC | NC
C | Custom Paint Color | 22 | 60 | 60
Mounting Accessories: | Ships Separately, Field Installed | Note: | 5% | 10%
FLPTF | Die-cast Post Top Fitter for 2⅜" to 3½" Poles, Bronze Powdercoat Finish, Three (3) ½" Coin Plugs |  | 32 | 34
NA04 | Plastic Ground Stake with ½" NPT Threads, 11" H x 3" Diameter. For Low Voltage Applications. |  | 13 | 14
FLSTK | Heavy Duty Ground Stake, Built-in Wiring Compartment with ½" NPS Threaded Fitting, Black Plastic |  | 38 | 40
Accessories: | Ships Separately, Field Installed | Note: | 5% | 10%
NT150BK | 150w, 120V Black Powdercoat Steel Landscape Transformer, 12V, with Timer and Photocell |  | 193 | 205
NT300SS | 300w, 120V Stainless Steel Landscape Transformer, 12V, with Timer and Photocell |  | 305 | 324
NT300SSM | 300w, 120V Stainless Steel Landscape Transformer, Multi-Tap 12 / 14 / 17V, with Timer and Photocell |  | 305 | 324
Notes:
(22) $150.00 Paint Set-up Fee for quantities under 5 pcs
LEDicated
1882 Lighting
Baja Mini Flood
LED Model: | Description: | Note: | 5% | 10%
BAJMFAC31X20U | Compass Mini-Flood COB 20w 120-277v 70° Reflector |  | 185 | 197
BAJMFBC31X20U | Compass Mini-Flood COB 20w 120-277v 100° Reflector |  | 237 | 252
BAJMFDC31X20U | Compass Mini-Flood COB 20w 120-277v 30° Reflector |  | 245 | 260
BAJMFAC31X20V | Compass Mini-Flood COB 20w 12v 70° Reflector |  | 172 | 183
BAJMFBC31X20V | Compass Mini-Flood COB 20w 12v 30° Reflector |  | 172 | 183
BAJMFDC31X20V | Compass Mini-Flood COB 20w 12v 100° Reflector |  | 172 | 183
Color Temp: | Factory Installed | Note: | 5% | 10%
41K | 4100K |  | NC | NC
Color: | Factory Installed | Note: | 5% | 10%
Z | Bronze |  | NC | NC
C | Custom Paint Color | 22 | 60 | 60
Mounting: | Factory Installed | Note: | 5% | 10%
KN | 1/2˝ NPS Knuckle | 6, 22 | NC | NC
Options: | Factory Installed | Note: | 5% | 10%
SF | Single Fuse (120-277v Only) |  | 29 | 30
DF | Double Fuse (120-277v Only) |  | 58 | 62
SP | 120-277VAC 10KA Surge Suppressor |  | 25 | 27
SP2 | 120-277VAC 20KA Surge Suppressor |  | 49 | 52
Mounting Accessories: | Ships Separately, Field Installed | Note: | 5% | 10%
FLPTF | Die-cast Post Top Fitter for 2⅜" to 3½" Poles, Bronze Powdercoat Finish, Three (3) ½" Coin Plugs. |  | 32 | 34
CPSPR | Swivel Pendant Mount - Round, for Angled or Straight Ceilings, Fits ¾˝ Conduit, Includes Reducer Bushing (to ½˝) & Set Screw | 8, 22 | 17 | 18
CPSPS | Swivel Pendant Mount - Square, for Angled or Straight Ceilings, Fits ¾˝ Conduit; Includes Reducer Bushing (to ½˝) & Set Screw | 8, 22 | 17 | 18
NA04 | Plastic Ground Stake with ½" NPT Threads, 11" H x 3" Diameter. For Low Voltage Applications. |  | 13 | 14
FLSTK | Heavy-Duty Ground Stake with ½" NPS Threaded Hub. Built-In Wiring Compartment with ½" Coin Plugs. Black Molded Plastic. 19" Tall with 9" Wide Stabilizer. |  | 38 | 40
Accessories: | Ships Separately, Field Installed | Note: | 5% | 10%
CPRC1 | Backplate, ½˝ Coin Plugs | 8, 22 | 13 | 14
FB1VZ | Die-Cast Rotatable Visor, Bronze Powdercoat Finish. |  | 25 | 27
NT150BK | 150w, 120V Black Powdercoat Steel Landscape Transformer, 12V, with Timer and Photocell |  | 193 | 205
NT300SS | 300w, 120V Stainless Steel Landscape Transformer, 12V, with Timer and Photocell |  | 305 | 324
NT300SSM | 300w, 120V Stainless Steel Landscape Transformer, Multi-Tap 12 / 14 / 17V, with Timer and Photocell |  | 305 | 324
Notes:
(6) Custom Color Fee: $25.00
(8) Custom Color Fee: $25.00
(22) $150.00 Paint Set-up Fee for quantities under 5 pcs
LEDicated
1882 Lighting
Baja Up and Down Light
LED Model: | Description: | Note: | 5% | 10%
BAJRD*C32X20 | LED Up/Down Wall Cylinder COB 40w | 1, 22 | 279 | 297
*Reflector Type: | Factory Installed | Note: | 5% | 10%
A | 70° Up/70° Down |  | NC | NC
B | 100° Up/100° Down |  | NC | NC
C | 70° Up/100° Down |  | NC | NC
D | 30° Up/30° Down |  | NC | NC
E | 30° Up/100° Down |  | NC | NC
F | 30° Up / 70° Down |  | NC | NC
G | 100° Up / 30° Down |  | NC | NC
H | 100° Up / 70° Down |  | NC | NC
I | 70° Up / 30° Down |  | NC | NC
Ballast: | Factory Installed | Note: | 5% | 10%
U | 120-277v |  | NC | NC
H | 347-480v |  | 11 | 12
Color Temp: | Factory Installed | Note: | 5% | 10%
41K | 4100K |  | NC | NC
Color: | Factory Installed | Note: | 5% | 10%
Z | Bronze |  | NC | NC
B | Black |  | NC | NC
C | Custom Paint Color | 22 | 95 | 95
Options: | Factory Installed | Note: | 5% | 10%
SF | Single Fuse (120-277v Only) |  | 29 | 30
DF | Double Fuse (120-277v Only) |  | 58 | 62
SP | 120-277VAC 10KA Surge Suppressor |  | 25 | 27
SP2 | 120-277VAC 20KA Surge Suppressor |  | 49 | 52
SPH | 347-480VAC 10KA Surge Suppressor |  | 28 | 29
PC3 | Button Photocell, 120-277VAC |  | 48 | 50
BU | Battery Backup, 90 Minutes (120-277v Only) |  | 204 | 216
BUC | Cold Start Battery Backup, -20°C, 90 Minutes (120-277v Only) |  | 274 | 290
Replacement Parts: | Ships Separately, Field Installed | Note: | 5% | 10%
P18103 | 120-277VAC Button Photocell |  | 38 | 40
3EBLX1055190A | Provides 90 Minutes of Backup Power (120-277v Only) |  | 192 | 204
3EBLX10T1555CPA | Cold Start Battery Backup, -20°C, 90 Minutes (120-277v Only) |  | 262 | 278
Notes:
(1) Specify Color
(22) $150.00 Paint Set-up Fee for quantities under 5 pcs
LEDicated
1882 Lighting
Baja Up or Down Light
LED Model: | Description: | Note: | 5% | 10%
BAJRS*C31X20 | LED Down Wall Cylinder COB 20w Down | 1, 22 | 237 | 252
BAJRSU*C31X20 | LED Up Wall Cylinder COB 20w Up | 1, 22 | 237 | 252
*Reflector Type: | Factory Installed | Note: | 5% | 10%
A | 70° |  | NC | NC
B | 100° |  | NC | NC
D | 30° |  | NC | NC
Ballast: | Factory Installed | Note: | 5% | 10%
U | 120-277v |  | NC | NC
Color Temp: | Factory Installed | Note: | 5% | 10%
41K | 4100K |  | NC | NC
Color: | Factory Installed | Note: | 5% | 10%
Z | Bronze |  | NC | NC
B | Black |  | NC | NC
C | Custom Paint Color | 22 | 85 | 85
Options: | Factory Installed | Note: | 5% | 10%
SF | Single Fuse (120-277v Only) |  | 29 | 30
DF | Double Fuse (120-277v Only) |  | 58 | 62
SP | 120-277VAC 10KA Surge Suppressor |  | 25 | 27
SP2 | 120-277VAC 20KA Surge Suppressor |  | 49 | 52
SPH | 347-480VAC 10KA Surge Suppressor |  | 28 | 29
PC3 | Button Photocell, 120-277VAC |  | 48 | 50
BU | Battery Backup, 90 Minutes (120-277v Only) |  | 204 | 216
BUC | Cold Start Battery Backup, -20°C, 90 Minutes (120-277v Only) |  | 274 | 290
Replacement Parts: | Ships Separately, Field Installed | Note: | 5% | 10%
3EBLX1055190A | Provides 90 Minutes of Backup Power (120-277v Only) |  | 192 | 204
3EBLX10T1555CPA | Cold Start Battery Backup, -20°C, 90 Minutes (120-277v Only) |  | 262 | 278
P18103 | 120-277VAC Button Photocell |  | 38 | 40
Notes:
(1) Specify Color
(22) $150.00 Paint Set-up Fee for quantities under 5 pcs
LEDicated
1882 Lighting
Bermuda 30 Wall Pack
LED Model: | Description: | Note: | 5% | 10%
BERM30QD1X14 | Wall Mount Cutoff Luminaire Type D 14w |  | 285 | 303
BERM30QF1X14 | Wall Mount Cutoff Luminaire Type F 14w |  | 280 | 298
BERM30QD1X22 | Wall Mount Cutoff Luminaire Type D 22w |  | 295 | 313
BERM30QF1X22 | Wall Mount Cutoff Luminaire Type F 22w |  | 291 | 309
Ballast: | Factory Installed | Note: | 5% | 10%
U | 120-277v |  | NC | NC
C | 347v @ 14w Only |  | 11 | 12
Color Temp: | Factory Installed | Note: | 5% | 10%
3K | 3000K |  | NC | NC
4K | 4000K |  | NC | NC
5K | 5000K |  | NC | NC
Lens: | Factory Installed | Note: | 5% | 10%
C | Clear Molded UV-Stabilized Polycarbonate Lens |  | NC | NC
L | SoftLED LumaLens Opal UV-Stabilized Polycarbonate Array Lens | 21 | 40 | 41
Color: | Factory Installed | Note: | 5% | 10%
Z | Bronze |  | NC | NC
C | Custom Paint Color | 22 | 85 | 85
Options: | Factory Installed | Note: | 5% | 10%
SF | Single Fuse (120-277v Only) |  | 29 | 30
DF | Double Fuse (120-277v Only) |  | 58 | 62
SP | 120-277VAC 10KA Surge Suppressor |  | 25 | 27
SP2 | 120-277VAC 20KA Surge Suppressor |  | 49 | 52
SPH | 347-480VAC 10KA Surge Suppressor |  | 28 | 29
BU | Battery Backup, 90 Minutes (120-277v Only) |  | 204 | 216
BUC | Cold Start Battery Backup, -20°C, 90 Minutes (120-277v Only) |  | 274 | 290
S2 | Microwave Sensor with Dimming, 120-277V Only. |  | 85 | 89
PC3 | Button Photocell, 120-277VAC |  | 48 | 50
Replacement Parts: | Ships Separately, Field Installed | Note: | 5% | 10%
P17117 | Internal Microwave Sensor with Dimming, 120-277V Only. |  | 70 | 74
P18103 | 120-277VAC Button Photocell |  | 38 | 40
3EBLX1055190A | Provides 90 Minutes of Backup Power (120-277v Only) |  | 192 | 204
3EBLX10T1555CPA | Cold Start Battery Backup, -20°C, 90 Minutes (120-277v Only) |  | 262 | 278
Notes:
(21) For "F" Option Only
(22) $150.00 Paint Set-up Fee for quantities under 5 pcs
Post Top
1882 Lighting
Boston Post Top
LED Model: | Description: | Note: | 5% | 10%
BOS | Boston Post Top LED Luminaire - 6" 40w, 50w, 60w |  | 1759 | 1869
BOS | Boston Post Top LED Luminaire - 12" 70w, 80w, 90w |  | 1837 | 1952
BOS | Boston Post Top LED Luminaire - 13" 105w, 120w, 135w |  | 1995 | 2119
Globe/Lens: | Description: | Note: | 5% | 10%
CA | Clear Acrylic |  | NC | NC
CP | Clear Polycarbonate |  | 57 | 60
FA | Frosted Acrylic |  | 57 | 60
FP | Frosted Polycarbonate |  | 57 | 60
TG | Clear Flat Tempered Glass |  | 79 | 84
FG | Frosted Flat Tempered Glass |  | 99 | 105
WA | Opal White Acrylic |  | 57 | 60
PA | Pattern Acrylic |  | 57 | 60
LED Module: | Description: | Note: | 5% | 10%
40W27K | 40w 2700K |  | NC | NC
50W27K | 50w 2700K |  | NC | NC
60W27K | 60w 2700K |  | NC | NC
70W27K | 70w 2700K |  | NC | NC
80W27K | 80w 2700K |  | NC | NC
90W27K | 90w 2700K |  | NC | NC
105W27K | 105w 2700K |  | NC | NC
120W27K | 120w 2700K |  | NC | NC
135W27K | 135w 2700K |  | NC | NC
40W3K | 40w 3000K |  | NC | NC
50W3K | 50w 3000K |  | NC | NC
60W3K | 60w 3000K |  | NC | NC
70W3K | 70w 3000K |  | NC | NC
80W3K | 80w 3000K |  | NC | NC
90W3K | 90w 3000K |  | NC | NC
105W3K | 105w 3000K |  | NC | NC
120W3K | 120w 3000K |  | NC | NC
135W3K | 135w 3000K |  | NC | NC
40W4K | 40w 4000K |  | NC | NC
50W4K | 50w 4000K |  | NC | NC
60W4K | 60w 4000K |  | NC | NC
70W4K | 70w 4000K |  | NC | NC
80W4K | 80w 4000K |  | NC | NC
90W4K | 90w 4000K |  | NC | NC
105W4K | 105w 4000K |  | NC | NC
120W4K | 120w 4000K |  | NC | NC
135W4K | 135w 4000K |  | NC | NC
40W5K | 40w 5000K |  | NC | NC
50W5K | 50w 5000K |  | NC | NC
60W5K | 60w 5000K |  | NC | NC
70W5K | 70w 5000K |  | NC | NC
80W5K | 80w 5000K |  | NC | NC
90W5K | 90w 5000K |  | NC | NC
105W5K | 105w 5000K |  | NC | NC
120W5K | 120w 5000K |  | NC | NC
135W5K | 135w 5000K |  | NC | NC
Voltage: | Description: | Note: | 5% | 10%
U | 120-277v |  | NC | NC
H | 347-480v |  | 53 | 57
Distribution: | Description: | Note: | 5% | 10%
1 | Type I | 97 | NC | NC
2 | Type II |  | NC | NC
3 | Type III |  | NC | NC
4 | Type IV |  | NC | NC
5 | Type V |  | NC | NC
Finial: | Description: | Note: | 5% | 10%
B | GF2 |  | 57 | 60
C | GF3 |  | 57 | 60
D | GF4 |  | 57 | 60
F | GF6 |  | 57 | 60
H | GF8 |  | 57 | 60
I | GF9 |  | 57 | 60
J | GF10 |  | NC | NC
K | GF12 |  | 57 | 60
O | GF17 |  | 57 | 60
P | GF18 |  | 57 | 60
V | GF24 |  | 57 | 60
N | None |  | NC | NC
Mounting: | Description: | Note: | 5% | 10%
N | None (Standard Post Mount) |  | NC | NC
PEN | Pendant Mount |  | 113 | 120
Options: | Description: | Note: | 5% | 10%
PC | Button Eye Photo Control |  | 66 | 70
H | House Side Shield |  | 79 | 84
GCL | Glass Chimney, Large |  | 80 | 85
N | None |  | NC | NC
Finish: | Description: | Note: | 5% | 10%
BK | Black |  | NC | NC
BZ | Bronze |  | NC | NC
DBZ | Dark Bronze |  | NC | NC
WH | White |  | NC | NC
GR | Green |  | NC | NC
SM | Silver Metallic |  | NC | NC
GY | Light Gray |  | NC | NC
TBK | Textured Black |  | NC | NC
CC | Custom Color (Consult Factory) |  | Factory | Factory
Notes:
(97) 70w & Above Only
Post Top
1882 Lighting
Caspian Post Top
LED Model: | Description: | Note: | 5% | 10%
CASP | Caspian Post Top LED Luminaire - 6" 10w, 20w, 30w |  | 1717 | 1824
CASP | Caspian Post Top LED Luminaire - 8" 40w, 50w, 60w |  | 1931 | 2052
Globe/Lens: | Description: | Note: | 5% | 10%
NL | No Secondary Lens (Not Available with Chimney) |  | NC | NC
CA | Clear Acrylic (Standard) |  | NC | NC
CP | Clear Polycarbonate |  | 108 | 114
FA | Frosted Acrylic |  | 108 | 114
FP | Frosted Polycarbonate |  | NC | NC
LED Module: | Description: | Note: | 5% | 10%
10W27K | 10w 2700K |  | NC | NC
20W27K | 20w 2700K |  | NC | NC
30W27K | 30w 2700K |  | NC | NC
40W27K | 40w 2700K |  | NC | NC
50W27K | 50w 2700K |  | NC | NC
60W27K | 60w 2700K |  | NC | NC
10W3K | 10w 3000K |  | NC | NC
20W3K | 20w 3000K |  | NC | NC
30W3K | 30w 3000K |  | NC | NC
40W3K | 40w 3000K |  | NC | NC
50W3K | 50w 3000K |  | NC | NC
60W3K | 60w 3000K |  | NC | NC
10W4K | 10w 4000K |  | NC | NC
20W4K | 20w 4000K |  | NC | NC
30W4K | 30w 4000K |  | NC | NC
40W4K | 40w 4000K |  | NC | NC
50W4K | 50w 4000K |  | NC | NC
60W4K | 60w 4000K |  | NC | NC
10W5K | 10w 5000K |  | NC | NC
20W5K | 20w 5000K |  | NC | NC
30W5K | 30w 5000K |  | NC | NC
40W5K | 40w 5000K |  | NC | NC
50W5K | 50w 5000K |  | NC | NC
60W5K | 60w 5000K |  | NC | NC
Voltage: | Description: | Note: | 5% | 10%
U | 120-277v |  | NC | NC
H | 347-480v |  | 53 | 57
Distribution: | Description: | Note: | 5% | 10%
2 | Type II |  | NC | NC
3 | Type III |  | NC | NC
4 | Type IV |  | NC | NC
5 | Type V |  | NC | NC
Mounting: | Description: | Note: | 5% | 10%
RA | Rope Arms (Standard) |  | NC | NC
GRA | Gold Rope Arms |  | 76 | 80
SA | Smooth Arms |  | NC | NC
LR | Ladder Rest |  | 162 | 172
Options: | Description: | Note: | 5% | 10%
PC | Button Eye Photo Control |  | 65 | 69
GCL | Glass Chimney, Large |  | NC | NC
N | None |  | NC | NC
Spun Top: | Description: | Note: | 5% | 10%
WH | White (Standard) |  | NC | NC
N | No contrasting color |  | NC | NC
Finish: | Description: | Note: | 5% | 10%
BK | Black |  | NC | NC
BZ | Bronze |  | NC | NC
DBZ | Dark Bronze |  | NC | NC
WH | White |  | NC | NC
GR | Green |  | NC | NC
SM | Silver Metallic |  | NC | NC
GY | Light Gray |  | NC | NC
TBK | Textured Black |  | NC | NC
CC | Custom Color (Consult Factory) |  | Factory | Factory
Notes:
Street & Area
1882 Lighting
Cirrus Street & Area Light
LED Model: | Description: | Note: | 5% | 10%
CIRR | Cirrus LED Street & Area - 8" 40w, 50w, 60w |  | 2295 | 2438
CIRR | Cirrus LED Street & Area - 12" 70w, 80w, 90w |  | 2486 | 2642
Globe/Lens: | Description: | Note: | 5% | 10%
TG | Flat Tempered Glass, Clear |  | NC | NC
LED Module: | Description: | Note: | 5% | 10%
40W3K | 40w 3000K |  | NC | NC
50W3K | 50w 3000K |  | NC | NC
60W3K | 60w 3000K |  | NC | NC
70W3K | 70w 3000K |  | NC | NC
80W3K | 80w 3000K |  | NC | NC
90W3K | 90w 3000K |  | NC | NC
40W4K | 40w 4000K |  | NC | NC
50W4K | 50w 4000K |  | NC | NC
60W4K | 60w 4000K |  | NC | NC
70W4K | 70w 4000K |  | NC | NC
80W4K | 80w 4000K |  | NC | NC
90W4K | 90w 4000K |  | NC | NC
40W5K | 40w 5000K |  | NC | NC
50W5K | 50w 5000K |  | NC | NC
60W5K | 60w 5000K |  | NC | NC
70W5K | 70w 5000K |  | NC | NC
80W5K | 80w 5000K |  | NC | NC
90W5K | 90w 5000K |  | NC | NC
Voltage: | Description: | Note: | 5% | 10%
U | 120-277v |  | NC | NC
H | 347-480v |  | 53 | 57
Distribution: | Description: | Note: | 5% | 10%
1 | Type I | 97 | NC | NC
2 | Type II |  | NC | NC
3 | Type III |  | NC | NC
4 | Type IV |  | NC | NC
5 | Type V |  | NC | NC
Mounting: | Description: | Note: | 5% | 10%
SM | Side Mount |  | NC | NC
Options: | Description: | Note: | 5% | 10%
N | None |  | NC | NC
PC | Button Eye Photo Control |  | 55 | 58
Finish: | Description: | Note: | 5% | 10%
BK | Black |  | NC | NC
BZ | Bronze |  | NC | NC
DBZ | Dark Bronze |  | NC | NC
WH | White |  | NC | NC
GR | Green |  | NC | NC
SM | Silver Metallic |  | NC | NC
GY | Light Gray |  | NC | NC
TBK | Textured Black |  | NC | NC
CC | Custom Color (Consult Factory) |  | Factory | Factory
Notes:
(97) 70w & Above Only
Post Top
1882 Lighting
Citation Post Top
LED Model: | Description: | Note: | 5% | 10%
CIT | Citation Post Top LED Luminaire - 8" 40w, 50w, 60w | 94 | 1172 | 1245
CIT | Citation Post Top LED Luminaire - 12" 70w, 80w, 90w | 94 | 1344 | 1428
Globe/Lens: | Description: | Note: | 5% | 10%
NL | No Secondary Lens | 94 | NC | NC
CA | Clear Acrylic |  | 44 | 47
CP | Clear Polycarbonate |  | 57 | 60
FA | Frosted Acrylic |  | 57 | 60
FP | Frosted Polycarbonate |  | 57 | 60
TG | Flat Tempered Glass, Clear |  | 57 | 60
FG | Flat Tempered Glass, Frosted |  | 57 | 60
WA | White (Opal) Acrylic |  | 57 | 60
PA | Pattern Acrylic |  | 57 | 60
LED Module: | Description: | Note: | 5% | 10%
40W27K | 40w 2700K |  | NC | NC
50W27K | 50w 2700K |  | NC | NC
60W27K | 60w 2700K |  | NC | NC
70W27K | 70w 2700K |  | NC | NC
80W27K | 80w 2700K |  | NC | NC
90W27K | 90w 2700K |  | NC | NC
40W3K | 40w 3000K |  | NC | NC
50W3K | 50w 3000K |  | NC | NC
60W3K | 60w 3000K |  | NC | NC
70W3K | 70w 3000K |  | NC | NC
80W3K | 80w 3000K |  | NC | NC
90W3K | 90w 3000K |  | NC | NC
40W4K | 40w 4000K |  | NC | NC
50W4K | 50w 4000K |  | NC | NC
60W4K | 60w 4000K |  | NC | NC
70W4K | 70w 4000K |  | NC | NC
80W4K | 80w 4000K |  | NC | NC
90W4K | 90w 4000K |  | NC | NC
40W5K | 40w 5000K |  | NC | NC
50W5K | 50w 5000K |  | NC | NC
60W5K | 60w 5000K |  | NC | NC
70W5K | 70w 5000K |  | NC | NC
80W5K | 80w 5000K |  | NC | NC
90W5K | 90w 5000K |  | NC | NC
Voltage: | Description: | Note: | 5% | 10%
U | 120-277v | 94 | NC | NC
H | 347-480v |  | 53 | 57
Distribution: | Description: | Note: | 5% | 10%
1 | Type I | 94, 97 | NC | NC
2 | Type II | 94 | NC | NC
3 | Type III | 94 | NC | NC
4 | Type IV | 94 | NC | NC
5 | Type V | 94 | NC | NC
Finial: | Description: | Note: | 5% | 10%
A | GF1 | 94 | NC | NC
B | GF2 |  | 57 | 60
C | GF3 |  | 57 | 60
D | GF4 |  | 57 | 60
H | GF8 |  | 57 | 60
U | GF23 |  | 57 | 60
V | GF24 |  | 57 | 60
Y | GF26 |  | 57 | 60
N | None |  | NC | NC
Mounting: | Description: | Note: | 5% | 10%
N | None (Standard Post Mount) | 94 | NC | NC
PEN | Pendant Mount |  | 113 | 120
CWB6 | Cast Wall Bracket for 6” Wall Mount |  | 118 | 125
CWB15 | Cast Wall Bracket for 15” Wall Mount |  | 157 | 167
SCROLLS | Scrolls |  | 191 | 203
Options: | Description: | Note: | 5% | 10%
N | None | 94 | NC | NC
PC | Button Eye Photo Control |  | 66 | 70
GCL | Glass Chimney, Large |  | 79 | 84
PCR3 | 3 Pin Twist Lock Receptacle (photo cell not included) |  | 64 | 68
PCR7 | 7 Pin Twist Lock Receptacle (photo cell not included) (Must use GF26 (Y) Finial) |  | 64 | 68
Finish: | Description: | Note: | 5% | 10%
BK | Black | 94 | NC | NC
BZ | Bronze |  | NC | NC
DBZ | Dark Bronze |  | NC | NC
WH | White |  | NC | NC
GR | Green |  | NC | NC
SM | Silver Metallic |  | NC | NC
GY | Light Gray |  | NC | NC
TBK | Textured Black |  | NC | NC
CC | Custom Color (Consult Factory) |  | Factory | Factory
Notes:
(94) Quick Ship
(97) 70w & Above Only
Wall Can
1882 Lighting
Clipper 8 Wall Can
LED Model: | Description: | Note: | 5% | 10%
CLIP8 | Clipper 8 Wall Can - 6" 10w, 15w, 20w |  | NC | NC
Style: | Description: | Note: | 5% | 10%
S | Solid |  | 503 | 534
O | Open Slotted |  | 606 | 644
Globe/Lens: | Description: | Note: | 5% | 10%
FA | Frosted Acrylic |  | NC | NC
LED Module: | Description: | Note: | 5% | 10%
10W27K | 10w 2700K |  | NC | NC
15W27K | 15w 2700K |  | NC | NC
20W27K | 20w 2700K |  | NC | NC
10W3K | 10w 3000K |  | NC | NC
15W3K | 15w 3000K |  | NC | NC
20W3K | 20w 3000K |  | NC | NC
10W4K | 10w 4000K |  | NC | NC
15W4K | 15w 4000K |  | NC | NC
20W4K | 20w 4000K |  | NC | NC
10W5K | 10w 5000K |  | NC | NC
15W5K | 15w 5000K |  | NC | NC
20W5K | 20w 5000K |  | NC | NC
Voltage: | Description: | Note: | 5% | 10%
U | 120-277v |  | NC | NC
H | 347-480v |  | 53 | 57
Distribution: | Description: | Note: | 5% | 10%
5 | Type V |  | NC | NC
Distribution: | Description: | Note: | 5% | 10%
N | None |  | NC | NC
Finish: | Description: | Note: | 5% | 10%
BK | Black | 94 | NC | NC
BZ | Bronze |  | NC | NC
DBZ | Dark Bronze |  | NC | NC
WH | White |  | NC | NC
GR | Green |  | NC | NC
SM | Silver Metallic |  | NC | NC
GY | Light Gray |  | NC | NC
TBK | Textured Black |  | NC | NC
CC | Custom Color (Consult Factory) |  | Factory | Factory
Notes:
LEDicated
1882 Lighting
CLL1A, CLL2A, CLL4A Open Frame 12”, 24", 48" Linear
LED Model: | Description: | Note: | 5% | 10%
CLL1AOQF22 | Open Frame 12” Linear Area Light Type F 22w (includes Slipfitter Mount) | 1, 22 | 384 | 408
CLL1AOQF37 | Open Frame 12” Linear Area Light Type F 37w (includes Slipfitter Mount) | 1, 22 | 384 | 408
CLL2AOQF47 | Open Frame 24” Linear Area Light Type F 47w (includes Slipfitter Mount) | 1, 22 | 566 | 602
CLL2AOQF66 | Open Frame 24” Linear Area Light Type F 66w (includes Slipfitter Mount) | 1, 22 | 566 | 602
CLL4AOQF112 | Open Frame 48” Linear Area Light Type F 112w (includes Slipfitter Mount) | 1, 22 | 955 | 1014
CLL4AOQF136 | Open Frame 48” Linear Area Light Type F 136w (includes Slipfitter Mount) | 1, 22 | 955 | 1014
Ballast: | Factory Installed | Note: | 5% | 10%
U | 120-277v |  | NC | NC
H | 347-480v @ 47w, 66w |  | 88 | 93
H | 347-480v @ 112w, 136w |  | 100 | 106
Color Temp: | Factory Installed | Note: | 5% | 10%
4K | 4000K |  | NC | NC
5K | 5000K |  | NC | NC
Lens: | Factory Installed | Note: | 5% | 10%
C | Clear UV-Stabilized Polycarbonate Vandal-Resistant Lens |  | NC | NC
L | SoftLED LumaLens Opal UV-Stabilized Polycarbonate Vandal-Resistant Lens (for CLL1A) |  | 41 | 42
L | SoftLED LumaLens Opal UV-Stabilized Polycarbonate Vandal-Resistant Lens (for CLL2A) |  | 54 | 56
L | SoftLED LumaLens Opal UV-Stabilized Polycarbonate Vandal-Resistant Lens (for CLL4A) |  | 77 | 81
Color: | Factory Installed | Note: | 5% | 10%
P | Platinum (Silver Grey) |  | NC | NC
Z | Bronze |  | NC | NC
B | Black |  | NC | NC
C | Custom Paint Color (for CLL1A) | 22 | 65 | 65
C | Custom Paint Color (for CLL2A) | 22 | 75 | 75
C | Custom Paint Color (for CLL4A) | 22 | 85 | 85
Mounting Type: | Factory Installed *(Required for Area Light) | Note: | 5% | 10%
SFE | End Mount Slipfitter |  | NC | NC
SFM | Center Mount Slipfitter |  | NC | NC
Options: | Factory Installed | Note: | 5% | 10%
SF | Single Fuse (120-277v Only) | 62 | 29 | 30
DF | Double Fuse (120-277v Only) | 62 | 58 | 62
SP | 120-277VAC 10KA Surge Suppressor |  | 25 | 27
SP2 | 120-277VAC 20KA Surge Suppressor |  | 49 | 52
SPH | 347-480VAC 10KA Surge Suppressor |  | 28 | 29
Mounting Accessories: | Ships Separately, Field Installed | Note: | 5% | 10%
PTSB1SZ | Single Pole Tenon Spoke Bracket, 2⅜" Horizontal Mounting Arm, Bronze Powdercoat Finish, Includes Hardware | 1, 22 | 179 | 190
PTSB2180SZ | Twin Pole Tenon Spoke Bracket, 2⅜" Horizontal 180° Mounting Arms, Bronze Powdercoat Finish, Includes Hardware | 1, 22 | 278 | 295
PTSB290SZ | Twin Pole Tenon Spoke Bracket, 2⅜" Horizontal 90° Mounting Arms, Bronze Powdercoat Finish, Includes Hardware | 1, 22 | 278 | 295
PTSB3120SZ | Triple Pole Tenon Spoke Bracket, 2⅜" Horizontal 120° Mounting Arms, Bronze Powdercoat Finish, Includes Hardware | 1, 22 | 412 | 438
PTSB390SZ | Triple Pole Tenon Spoke Bracket, 2⅜" Horizontal 90° Mounting Arms, Bronze Powdercoat Finish, Includes Hardware | 1, 22 | 413 | 439
PTSB490SZ | Quad Pole Tenon Spoke Bracket, 2⅜″ Horizontal 90° Mounting Arms, Bronze Powdercoat Finish, Includes Hardware | 1, 22 | 503 | 534
Replacement Parts: | Ships Separately, Field Installed | Note: | 5% | 10%
LV1ALL | SoftLED LumaLens Opal UV-Stabilized Polycarbonate Vandal-Resistant Lens (for CLL1A) |  | 29 | 30
LV2ALL | SoftLED LumaLens Opal UV-Stabilized Polycarbonate Vandal-Resistant Lens (for CLL2A) |  | 42 | 44
LV4ALL | SoftLED LumaLens Opal UV-Stabilized Polycarbonate Vandal-Resistant Lens (for CLL4A) |  | 65 | 69
LV1APC | Clear UV-Stabilized Polycarbonate Vandal-Resistant Lens (for CLL1A) |  | 28 | 29
LV2APC | Clear UV-Stabilized Polycarbonate Vandal-Resistant Lens (for CLL2A) |  | 44 | 47
LV4APC | Clear UV-Stabilized Polycarbonate Vandal-Resistant Lens (for CLL4A) |  | 73 | 78
FL73SFX | External Mount Die-Cast Adjustable Slipfitter for 2⅜˝ Tenons, Powdercoat Finish, Includes Hardware. (for CLL1A, CLL2A) | 1, 22 | 64 | 68
FL90SFX | External Mount Die-Cast Adjustable Slipfitter for 2⅜˝ Tenons, Powdercoat Finish, Includes Hardware. (for CLL4AO) | 1, 22 | 93 | 99
Notes:
(1) Specify Color
(22) $150.00 Paint Set-up Fee for quantities under 5 pcs
(62) LV2, LV4 Only
LEDicated
1882 Lighting
Columbia 12 Post Top, Pendant, Wall Mount
LED Model: | Description: | Note: | 5% | 10%
CLM12Q*1X10 | EasyLED Small Columbia Post Top *(Type B, C, D, F) 10w |  | 722 | 767
CLM12Q*1X19 | EasyLED Small Columbia Post Top *(Type B, C, D, F) 19w |  | 742 | 788
CLM12Q*1X28 | EasyLED Small Columbia Post Top *(Type B, C, D, F) 28w |  | 757 | 804
CLMWS12Q*1X10 | EasyLED Small Columbia Wall Mount *(Type B, C, D, F) 10w |  | 991 | 1053
CLMWS12Q*1X19 | EasyLED Small Columbia Wall Mount *(Type B, C, D, F) 19w |  | 1019 | 1083
CLMWS12Q*1X28 | EasyLED Small Columbia Wall Mount *(Type B, C, D, F) 28w |  | 1050 | 1115
CLMP12Q*1X10 | EasyLED Small Columbia Pendant Mount *(Type B, C, D, F) 10w |  | 812 | 863
CLMP12Q*1X19 | EasyLED Small Columbia Pendant Mount *(Type B, C, D, F) 19w |  | 843 | 895
CLMP12Q*1X28 | EasyLED Small Columbia Pendant Mount *(Type B, C, D, F) 28w |  | 872 | 927
Ballast: | Factory Installed | Note: | 5% | 10%
U | 120-277v |  | NC | NC
H | 347-480v @ 28w Only |  | TBD | TBD
Color Temp: | Factory Installed | Note: | 5% | 10%
3K | 3000K |  | NC | NC
4K | 4000K |  | NC | NC
5K | 5000K |  | NC | NC
Lens: | Factory Installed | Note: | 5% | 10%
C | Clear UV-Stabilized Polycarbonate Array Lens |  | NC | NC
Color: | Factory Installed | Note: | 5% | 10%
B | Black |  | NC | NC
C | Custom Paint Color | 22 | 115 | 115
Options: | Factory Installed | Note: | 5% | 10%
SF | Single Fuse (120-277v Only) |  | 29 | 30
DF | Double Fuse (120-277v Only) |  | 58 | 62
SP | 120-277VAC 10KA Surge Suppressor |  | 25 | 27
SP2 | 120-277VAC 20KA Surge Suppressor |  | 49 | 52
SPH | 347-480VAC 10KA Surge Suppressor |  | 28 | 29
R3 | 3-Pin Twist Lock Photocell Receptacle |  | 32 | 33
R5 | 5-Pin Twist Lock Photocell Receptacle |  | 40 | 42
R7 | 7-Pin ANSI C136.41—2013 Twist Lock Photocell Receptacle |  | 43 | 45
S5 | Microwave Sensor with Dimming 120-277V Only. |  | 113 | 119
P2AB | PSRTN Tenon Adaptor, Black |  | 46 | 48
P2AC | PSRTN Tenon Adaptor, Custom Color (Consult Factory) |  | 66 | 68
BU | Battery Backup, 90 Minutes (19w, 36w, 53w Only) |  | 204 | 216
BUC | Cold Start Battery Backup, -20°C, 90 Minutes (120-277v Only) (19w, 36w, 53w Only) |  | 274 | 290
Mounting Accessories: | Ships Separately, Field Installed | Note: | 5% | 10%
PSRTN | Retrofit Tenon Adaptor, Die Cast with Powdercoat Finish, Hardware Included. Converts a 2-3/8” x 4” Pole Tenon to a 2-7/8” x 3” Tenon |  | 36 | 38
Accessories: | Ships Separately, Field Installed | Note: | 5% | 10%
P18131 | Twist Lock Non-Shorting (Open) Cap Disconnects Service to Fixture for Temporary or Permanent Disabling (Fixture Always Off). IP65, 480V Maximum |  | 29 | 30
P18132 | Twist Lock Shorting Cap Provides Fixed Service to Fixture (Fixture Always on). IP65, Rated Load 7200w Tungsten |  | 13 | 14
P18140 | 110-120VAC Instant Twist Lock Photocell |  | 22 | 23
P18152 | 277VAC Time Delay Twist Lock Photocell |  | 22 | 23
P18156 | 120-277VAC Universal Twist Lock Photocell |  | 28 | 29
P18157 | 480VAC Twist Lock Photocell |  | 49 | 52
P17126 | Remote Programming Tool for P17125 |  | 80 | 85
Replacement Parts: | Ships Separately, Field Installed | Note: | 5% | 10%
PK3415Z | Pendant Mount Kit Includes Top & Bottom Cover, Brackets, ¾" Dia X 15" L Downrod, and Hardware. Powdercoat Finish |  | 42 | 44
P17125 | Internal Microwave Sensor with Dimming 120-277V Only. |  | 98 | 104
3EBLX1055190A | Provides 90 Minutes of Backup Power (120-277v Only) |  | 192 | 204
3EBLX10T1555CPA | Cold Start Battery Backup, -20°C, 90 Minutes (120-277v Only) |  | 262 | 278
Notes:
(22) $150.00 Paint Set-up Fee for quantities under 5 pcs
LEDicated
1882 Lighting
Columbia 21 Post Top, Pendant, Wall Mount
LED Model: | Description: | Note: | 5% | 10%
CLM21Q*1X37 | EasyLED Columbia Post Top *(Type A, B, C, D, F) 37w |  | 1238 | 1315
CLM21Q*1X65 | EasyLED Columbia Post Top *(Type A, B, C, D, F) 65w |  | 1346 | 1430
CLM21Q*1X100 | EasyLED Columbia Post Top *(Type A, B, C, D, F) 100w |  | 1397 | 1484
CLM21Q*1X140 | EasyLED Columbia Post Top *(Type A, B, C, D, F) 140w |  | 1412 | 1500
CLMWS21Q*1X37 | EasyLED Columbia Wall Mount *(Type A, B, C, D, F) 37w |  | 1536 | 1632
CLMWS21Q*1X65 | EasyLED Columbia Wall Mount *(Type A, B, C, D, F) 65w |  | 1624 | 1725
CLMWS21Q*1X100 | EasyLED Columbia Wall Mount *(Type A, B, C, D, F) 100w |  | 1698 | 1804
CLMWS21Q*1X140 | EasyLED Columbia Wall Mount *(Type A, B, C, D, F) 140w |  | 1713 | 1820
CLMP21Q*1X37 | EasyLED Columbia Pendant Mount *(Type A, B, C, D, F) 37w |  | 1329 | 1412
CLMP21Q*1X65 | EasyLED Columbia Pendant Mount *(Type A, B, C, D, F) 65w |  | 1403 | 1490
CLMP21Q*1X100 | EasyLED Columbia Pendant Mount *(Type A, B, C, D, F) 100w |  | 1448 | 1538
CLMP21Q*1X140 | EasyLED Columbia Pendant Mount *(Type A, B, C, D, F) 140w |  | 1477 | 1569
Ballast: | Factory Installed | Note: | 5% | 10%
U | 120-277v |  | NC | NC
H | 347-480v @ 37w Only |  | 35 | 37
H | 347-480v @ 65w, 100w, 140w Only |  | 88 | 93
Color Temp: | Factory Installed | Note: | 5% | 10%
3K | 3000K (37w, 65w Only) |  | NC | NC
4K | 4000K |  | NC | NC
5K | 5000K |  | NC | NC
Lens: | Factory Installed | Note: | 5% | 10%
C | Clear UV-Stabilized Polycarbonate Array Lens |  | NC | NC
L | SoftLED LumaLens Opal UV-Stabilized Polycarbonate Lens | 21 | 54 | 56
Color: | Factory Installed | Note: | 5% | 10%
B | Black |  | NC | NC
C | Custom Paint Color | 22 | 115 | 115
Options: | Factory Installed | Note: | 5% | 10%
SF | Single Fuse (120-277v Only) |  | 29 | 30
DF | Double Fuse (120-277v Only) |  | 58 | 62
SP | 120-277VAC 10KA Surge Suppressor |  | 25 | 27
SP2 | 120-277VAC 20KA Surge Suppressor |  | 49 | 52
SPH | 347-480VAC 10KA Surge Suppressor |  | 28 | 29
R3 | 3-Pin Twist Lock Photocell Receptacle |  | 32 | 33
R5 | 5-Pin Twist Lock Photocell Receptacle |  | 40 | 42
R7 | 7-Pin ANSI C136.41—2013 Twist Lock Photocell Receptacle |  | 43 | 45
S5 | Microwave Sensor with Dimming 120-277V Only. |  | 113 | 119
P2AB | PSRTN Tenon Adaptor, Black |  | 46 | 48
P2AC | PSRTN Tenon Adaptor, Custom Color (Consult Factory) |  | 66 | 68
BU | Battery Backup, 90 Minutes (19w, 36w, 53w Only) |  | 204 | 216
BUC | Cold Start Battery Backup, -20°C, 90 Minutes (120-277v Only) (19w, 36w, 53w Only) |  | 274 | 290
Mounting Accessories: | Ships Separately, Field Installed | Note: | 5% | 10%
PSRTN | Retrofit Tenon Adaptor, Die Cast with Powdercoat Finish, Hardware Included. Converts a 2-3/8” x 4” Pole Tenon to a 2-7/8” x 3” Tenon |  | 36 | 38
Accessories: | Ships Separately, Field Installed | Note: | 5% | 10%
P18131 | Twist Lock Non-Shorting (Open) Cap Disconnects Service to Fixture for Temporary or Permanent Disabling (Fixture Always Off). IP65, 480V Maximum |  | 29 | 30
P18132 | Twist Lock Shorting Cap Provides Fixed Service to Fixture (Fixture Always on). IP65, Rated Load 7200w Tungsten |  | 13 | 14
P18140 | 110-120VAC Instant Twist Lock Photocell |  | 22 | 23
P18152 | 277VAC Time Delay Twist Lock Photocell |  | 22 | 23
P18156 | 120-277VAC Universal Twist Lock Photocell |  | 28 | 29
P18157 | 480VAC Twist Lock Photocell |  | 49 | 52
P17126 | Remote Programming Tool for P17125 |  | 80 | 85
Replacement Parts: | Ships Separately, Field Installed | Note: | 5% | 10%
AF30PCLL | SoftLED LumaLens Opal UV-Stabilized Polycarbonate Vandal-Resistant Lens |  | 42 | 44
PK3415Z | Pendant Mount Kit Includes Top & Bottom Cover, Brackets, ¾" Dia X 15" L Downrod, and Hardware. Powdercoat Finish |  | 42 | 44
P17125 | Internal Microwave Sensor with Dimming 120-277V Only. |  | 98 | 104
3EBLX1055190A | Provides 90 Minutes of Backup Power (120-277v Only) |  | 192 | 204
3EBLX10T1555CPA | Cold Start Battery Backup, -20°C, 90 Minutes (120-277v Only) |  | 262 | 278
Notes:
(21) For "F" Option Only
(22) $150.00 Paint Set-up Fee for quantities under 5 pcs
Post Top
1882 Lighting
Cornell 1 Post Top
LED Model: | Description: | Note: | 5% | 10%
CORN1 | Cornell 1 Post Top LED Luminaire - 8" 40w, 50w, 60w |  | 1471 | 1563
CORN1 | Cornell 1 Post Top LED Luminaire - 12" 70w, 80w, 90w |  | 1618 | 1719
Globe/Lens: | Ships Separately, Field Installed | Note: | 5% | 10%
CA | Clear Acrylic |  | NC | NC
CP | Clear Polycarbonate |  | 57 | 60
FA | Frosted Acrylic |  | 57 | 60
FP | Frosted Polycarbonate |  | 57 | 60
TF | Clear Flat Tempered Glass |  | 57 | 60
FG | Frosted Flat Tempered Glass |  | 57 | 60
WA | White (Opal) Acrylic |  | 57 | 60
PA | Pattern Acrylic |  | 57 | 60
DA | Seeded Acrylic |  | 57 | 60
LED Module: | Description: | Note: | 5% | 10%
40W27K | 40w 2700K |  | NC | NC
50W27K | 50w 2700K |  | NC | NC
60W27K | 60w 2700K |  | NC | NC
70W27K | 70w 2700K |  | NC | NC
80W27K | 80w 2700K |  | NC | NC
90W27K | 90w 2700K |  | NC | NC
40W3K | 40w 3000K |  | NC | NC
50W3K | 50w 3000K |  | NC | NC
60W3K | 60w 3000K |  | NC | NC
70W3K | 70w 3000K |  | NC | NC
80W3K | 80w 3000K |  | NC | NC
90W3K | 90w 3000K |  | NC | NC
40W4K | 40w 4000K |  | NC | NC
50W4K | 50w 4000K |  | NC | NC
60W4K | 60w 4000K |  | NC | NC
70W4K | 70w 4000K |  | NC | NC
80W4K | 80w 4000K |  | NC | NC
90W4K | 90w 4000K |  | NC | NC
40W5K | 40w 5000K |  | NC | NC
50W5K | 50w 5000K |  | NC | NC
60W5K | 60w 5000K |  | NC | NC
70W5K | 70w 5000K |  | NC | NC
80W5K | 80w 5000K |  | NC | NC
90W5K | 90w 5000K |  | NC | NC
Voltage: | Description: | Note: | 5% | 10%
U | 120-277v |  | NC | NC
H | 347-480v |  | 53 | 57
Distribution: | Description: | Note: | 5% | 10%
1 | Type I | 97 | NC | NC
2 | Type II |  | NC | NC
3 | Type III |  | NC | NC
4 | Type IV |  | NC | NC
5 | Type V |  | NC | NC
Distribution: | Description: | Note: | 5% | 10%
B | GF2 |  | 57 | 60
C | GF3 |  | 57 | 60
D | GF4 |  | 57 | 60
F | GF6 |  | 57 | 60
H | GF8 |  | 57 | 60
I | GF9 |  | 57 | 60
J | GF10 (Standard) |  | NC | NC
K | GF12 |  | 57 | 60
O | GF17 |  | 57 | 60
P | GF18 |  | 57 | 60
V | GF24 |  | 57 | 60
N | None |  | NC | NC
Mounting: | Description: | Note: | 5% | 10%
N | None (Standard Post Top) |  | NC | NC
WM | Wall Mount |  | NC | NC
PEN | Pendant Mount |  | 113 | 120
Options: | Description: | Note: | 5% | 10%
PC | Button Eye Photo Control |  | 69 | 73
H | House Side Shield |  | 80 | 85
N | None |  | NC | NC
Finish: | Description: | Note: | 5% | 10%
BK | Black |  | NC | NC
BZ | Bronze |  | NC | NC
DBZ | Dark Bronze |  | NC | NC
WH | White |  | NC | NC
GR | Green |  | NC | NC
SM | Silver Metallic |  | NC | NC
GY | Light Gray |  | NC | NC
TBK | Textured Black |  | NC | NC
CC | Custom Color (Consult Factory) |  | Factory | Factory
Notes:
(97) 70w & Above Only
Post Top
1882 Lighting
Cornell 2 Post Top
LED Model: | Description: | Note: | 5% | 10%
CORN2 | Cornell 2 Post Top LED Luminaire - 6" 10w, 20w, 30w |  | 1112 | 1182
CORN2 | Cornell 2 Post Top LED Luminaire - 8" 40w, 50w, 60w |  | 1186 | 1260
Globe/Lens: | Ships Separately, Field Installed | Note: | 5% | 10%
CA | Clear Acrylic |  | NC | NC
CP | Clear Polycarbonate |  | 57 | 60
FA | Frosted Acrylic |  | 57 | 60
FP | Frosted Polycarbonate |  | 57 | 60
TF | Clear Flat Tempered Glass |  | 57 | 60
FG | Frosted Flat Tempered Glass |  | 57 | 60
WA | White (Opal) Acrylic |  | 57 | 60
PA | Pattern Acrylic |  | 57 | 60
DA | Seeded Acrylic |  | 57 | 60
LED Module: | Description: | Note: | 5% | 10%
10W27K | 10w 2700K |  | NC | NC
20W27K | 20w 2700K |  | NC | NC
30W27K | 30w 2700K |  | NC | NC
40W27K | 40w 2700K |  | NC | NC
50W27K | 50w 2700K |  | NC | NC
60W27K | 60w 2700K |  | NC | NC
10W3K | 10w 3000K |  | NC | NC
20W3K | 20w 3000K |  | NC | NC
30W3K | 30w 3000K |  | NC | NC
40W3K | 40w 3000K |  | NC | NC
50W3K | 50w 3000K |  | NC | NC
60W3K | 60w 3000K |  | NC | NC
10W4K | 10w 4000K |  | NC | NC
20W4K | 20w 4000K |  | NC | NC
30W4K | 30w 4000K |  | NC | NC
40W4K | 40w 4000K |  | NC | NC
50W4K | 50w 4000K |  | NC | NC
60W4K | 60w 4000K |  | NC | NC
10W5K | 10w 5000K |  | NC | NC
20W5K | 20w 5000K |  | NC | NC
30W5K | 30w 5000K |  | NC | NC
40W5K | 40w 5000K |  | NC | NC
50W5K | 50w 5000K |  | NC | NC
60W5K | 60w 5000K |  | NC | NC
Voltage: | Description: | Note: | 5% | 10%
U | 120-277v |  | NC | NC
H | 347-480v |  | 53 | 57
Distribution: | Description: | Note: | 5% | 10%
2 | Type II |  | NC | NC
3 | Type III |  | NC | NC
4 | Type IV |  | NC | NC
5 | Type V |  | NC | NC
Distribution: | Description: | Note: | 5% | 10%
B | GF2 |  | 57 | 60
C | GF3 |  | 57 | 60
D | GF4 |  | 57 | 60
F | GF6 |  | 57 | 60
H | GF8 |  | 57 | 60
I | GF9 |  | 57 | 60
J | GF10 (Standard) |  | NC | NC
K | GF12 |  | 57 | 60
O | GF17 |  | 57 | 60
P | GF18 |  | 57 | 60
V | GF24 |  | 57 | 60
N | None |  | NC | NC
Mounting: | Description: | Note: | 5% | 10%
N | None (Standard Post Top) |  | NC | NC
WM | Wall Mount |  | NC | NC
PEN2 | Pendant Mount for Chain Hanging |  | 129 | 137
PEN3 | Pendant Mount for Stem Hanging |  | 171 | 182
Options: | Description: | Note: | 5% | 10%
PC | Button Eye Photo Control |  | 69 | 73
H | House Side Shield |  | 80 | 85
N | None |  | NC | NC
Finish: | Description: | Note: | 5% | 10%
BK | Black |  | NC | NC
BZ | Bronze |  | NC | NC
DBZ | Dark Bronze |  | NC | NC
WH | White |  | NC | NC
GR | Green |  | NC | NC
SM | Silver Metallic |  | NC | NC
GY | Light Gray |  | NC | NC
TBK | Textured Black |  | NC | NC
CC | Custom Color (Consult Factory) |  | Factory | Factory
Notes:
Post Top
1882 Lighting
Cornell 3 Post Top
LED Model: | Description: | Note: | 5% | 10%
CORN3 | Cornell 3 Post Top LED Luminaire - 6" 10w, 15w, 20w, 30w |  | 883 | 938
CORN3 | Cornell 3 Post Top LED Luminaire - 8" 40w, 50w, 60w |  | 1017 | 1080
Globe/Lens: | Ships Separately, Field Installed | Note: | 5% | 10%
CA | Clear Acrylic |  | NC | NC
CP | Clear Polycarbonate |  | 57 | 60
FA | Frosted Acrylic |  | 57 | 60
FP | Frosted Polycarbonate |  | 57 | 60
TF | Clear Flat Tempered Glass |  | 57 | 60
FG | Frosted Flat Tempered Glass |  | 57 | 60
WA | White (Opal) Acrylic |  | 57 | 60
PA | Pattern Acrylic |  | 57 | 60
DA | Seeded Acrylic |  | 57 | 60
LED Module: | Description: | Note: | 5% | 10%
10W27K | 10w 2700K |  | NC | NC
15W27K | 15w 2700K |  | NC | NC
20W27K | 20w 2700K |  | NC | NC
30W27K | 30w 2700K |  | NC | NC
40W27K | 40w 2700K |  | NC | NC
50W27K | 50w 2700K |  | NC | NC
60W27K | 60w 2700K |  | NC | NC
10W3K | 10w 3000K |  | NC | NC
15W3K | 15w 3000K |  | NC | NC
20W3K | 20w 3000K |  | NC | NC
30W3K | 30w 3000K |  | NC | NC
40W3K | 40w 3000K |  | NC | NC
50W3K | 50w 3000K |  | NC | NC
60W3K | 60w 3000K |  | NC | NC
10W4K | 10w 4000K |  | NC | NC
15W4K | 15w 4000K |  | NC | NC
20W4K | 20w 4000K |  | NC | NC
30W4K | 30w 4000K |  | NC | NC
40W4K | 40w 4000K |  | NC | NC
50W4K | 50w 4000K |  | NC | NC
60W4K | 60w 4000K |  | NC | NC
10W5K | 10w 5000K |  | NC | NC
15W5K | 15w 5000K |  | NC | NC
20W5K | 20w 5000K |  | NC | NC
30W5K | 30w 5000K |  | NC | NC
40W5K | 40w 5000K |  | NC | NC
50W5K | 50w 5000K |  | NC | NC
60W5K | 60w 5000K |  | NC | NC
Voltage: | Description: | Note: | 5% | 10%
U | 120-277v |  | NC | NC
H | 347-480v |  | 53 | 57
Distribution: | Description: | Note: | 5% | 10%
2 | Type II |  | NC | NC
3 | Type III |  | NC | NC
4 | Type IV |  | NC | NC
5 | Type V |  | NC | NC
Distribution: | Description: | Note: | 5% | 10%
B | GF2 |  | 57 | 60
C | GF3 |  | 57 | 60
D | GF4 |  | 57 | 60
F | GF6 |  | 57 | 60
H | GF8 |  | 57 | 60
I | GF9 |  | 57 | 60
J | GF10 (Standard) |  | NC | NC
K | GF12 |  | 57 | 60
O | GF17 |  | 57 | 60
P | GF18 |  | 57 | 60
V | GF24 |  | 57 | 60
N | None |  | NC | NC
Mounting: | Description: | Note: | 5% | 10%
N | None (Standard Post Top) |  | NC | NC
WM | Wall Mount |  | NC | NC
PEN2 | Pendant Mount for Chain Hanging |  | 129 | 137
PEN3 | Pendant Mount for Stem Hanging |  | 171 | 182
Options: | Description: | Note: | 5% | 10%
PC | Button Eye Photo Control |  | 69 | 73
H | House Side Shield |  | 80 | 85
N | None |  | NC | NC
Finish: | Description: | Note: | 5% | 10%
BK | Black |  | NC | NC
BZ | Bronze |  | NC | NC
DBZ | Dark Bronze |  | NC | NC
WH | White |  | NC | NC
GR | Green |  | NC | NC
SM | Silver Metallic |  | NC | NC
GY | Light Gray |  | NC | NC
TBK | Textured Black |  | NC | NC
CC | Custom Color (Consult Factory) |  | Factory | Factory
Notes:
Post Top
1882 Lighting
Cydney Post Top
LED Model: | Description: | Note: | 5% | 10%
CYD | Cydney Post Top LED Luminaire - 8" 40w, 50w, 60w |  | 2466 | 2620
CYD | Cydney Post Top LED Luminaire - 12" 70w, 80w, 90w |  | 2700 | 2869
CYD | Cydney Post Top LED Luminaire - 13" 105w, 120w, 135w |  | 2818 | 2994
Globe/Lens: | Ships Separately, Field Installed | Note: | 5% | 10%
NL | No Secondary Lens |  | NC | NC
CA | Clear Acrylic |  | 60 | 64
LED Module: | Description: | Note: | 5% | 10%
40W27K | 40w 2700K |  | NC | NC
50W27K | 50w 2700K |  | NC | NC
60W27K | 60w 2700K |  | NC | NC
70W27K | 70w 2700K |  | NC | NC
80W27K | 80w 2700K |  | NC | NC
90W27K | 90w 2700K |  | NC | NC
105W27K | 105w 2700K |  | NC | NC
120W27K | 120w 2700K |  | NC | NC
135W27K | 135w 2700K |  | NC | NC
40W3K | 40w 3000K |  | NC | NC
50W3K | 50w 3000K |  | NC | NC
60W3K | 60w 3000K |  | NC | NC
70W3K | 70w 3000K |  | NC | NC
80W3K | 80w 3000K |  | NC | NC
90W3K | 90w 3000K |  | NC | NC
105W3K | 105w 3000K |  | NC | NC
120W3K | 120w 3000K |  | NC | NC
135W3K | 135w 3000K |  | NC | NC
40W4K | 40w 4000K |  | NC | NC
50W4K | 50w 4000K |  | NC | NC
60W4K | 60w 4000K |  | NC | NC
70W4K | 70w 4000K |  | NC | NC
80W4K | 80w 4000K |  | NC | NC
90W4K | 90w 4000K |  | NC | NC
105W4K | 105w 4000K |  | NC | NC
120W4K | 120w 4000K |  | NC | NC
135W4K | 135w 4000K |  | NC | NC
40W5K | 40w 5000K |  | NC | NC
50W5K | 50w 5000K |  | NC | NC
60W5K | 60w 5000K |  | NC | NC
70W5K | 70w 5000K |  | NC | NC
80W5K | 80w 5000K |  | NC | NC
90W5K | 90w 5000K |  | NC | NC
105W5K | 105w 5000K |  | NC | NC
120W5K | 120w 5000K |  | NC | NC
135W5K | 135w 5000K |  | NC | NC
Voltage: | Description: | Note: | 5% | 10%
U | 120-277v |  | NC | NC
H | 347-480v |  | 53 | 57
Distribution: | Description: | Note: | 5% | 10%
1 | Type I | 97 | NC | NC
2 | Type II |  | NC | NC
3 | Type III |  | NC | NC
4 | Type IV |  | NC | NC
5 | Type V |  | NC | NC
Options: | Description: | Note: | 5% | 10%
N | None |  | NC | NC
PC | Button Eye Photo Control |  | 71 | 75
4S | Four Struts |  | 83 | 88
Finish: | Description: | Note: | 5% | 10%
BK | Black |  | NC | NC
BZ | Bronze |  | NC | NC
DBZ | Dark Bronze |  | NC | NC
WH | White |  | NC | NC
GR | Green |  | NC | NC
SM | Silver Metallic |  | NC | NC
GY | Light Gray |  | NC | NC
TBK | Textured Black |  | NC | NC
CC | Custom Color (Consult Factory) |  | Factory | Factory
Notes:
(97) 70w & Above Only
Post Top
1882 Lighting
Del Ray 1 Post Top
LED Model: | Description: | Note: | 5% | 10%
DEL1 | Del Ray 1 Post Top LED Luminaire - 6" 10w, 15w, 20w, 30w |  | 1731 | 1839
DEL1 | Del Ray 1 Post Top LED Luminaire - 8" 40w, 50w, 60w |  | 1908 | 2027
Globe/Lens: | Ships Separately, Field Installed | Note: | 5% | 10%
CA | Clear Acrylic |  | NC | NC
CP | Clear Polycarbonate |  | 60 | 64
FA | Frosted Acrylic |  | 60 | 64
FP | Frosted Polycarbonate |  | 60 | 64
TF | Clear Flat Tempered Glass |  | 83 | 88
FG | Frosted Flat Tempered Glass |  | 105 | 112
WA | White (Opal) Acrylic |  | 60 | 64
PA | Pattern Acrylic |  | 60 | 64
DA | Seeded Acrylic |  | 60 | 64
LED Module: | Description: | Note: | 5% | 10%
10W27K | 10w 2700K |  | NC | NC
15W27K | 15w 2700K |  | NC | NC
20W27K | 20w 2700K |  | NC | NC
30W27K | 30w 2700K |  | NC | NC
40W27K | 40w 2700K |  | NC | NC
50W27K | 50w 2700K |  | NC | NC
60W27K | 60w 2700K |  | NC | NC
10W3K | 10w 3000K |  | NC | NC
15W3K | 15w 3000K |  | NC | NC
20W3K | 20w 3000K |  | NC | NC
30W3K | 30w 3000K |  | NC | NC
40W3K | 40w 3000K |  | NC | NC
50W3K | 50w 3000K |  | NC | NC
60W3K | 60w 3000K |  | NC | NC
10W4K | 10w 4000K |  | NC | NC
15W4K | 15w 4000K |  | NC | NC
20W4K | 20w 4000K |  | NC | NC
30W4K | 30w 4000K |  | NC | NC
40W4K | 40w 4000K |  | NC | NC
50W4K | 50w 4000K |  | NC | NC
60W4K | 60w 4000K |  | NC | NC
10W5K | 10w 5000K |  | NC | NC
15W5K | 15w 5000K |  | NC | NC
20W5K | 20w 5000K |  | NC | NC
30W5K | 30w 5000K |  | NC | NC
40W5K | 40w 5000K |  | NC | NC
50W5K | 50w 5000K |  | NC | NC
60W5K | 60w 5000K |  | NC | NC
Voltage: | Description: | Note: | 5% | 10%
U | 120-277v |  | NC | NC
H | 347-480v |  | 53 | 57
Distribution: | Description: | Note: | 5% | 10%
2 | Type II |  | NC | NC
3 | Type III |  | NC | NC
4 | Type IV |  | NC | NC
5 | Type V |  | NC | NC
Mounting: | Description: | Note: | 5% | 10%
N | None (Standard Post Mount) |  | NC | NC
PEN | Pendant Mount |  | 236 | 250
WM | Wall Mount |  | 353 | 375
Panes: | Description: | Note: | 5% | 10%
NP | No Panes |  | NC | NC
4P | 4 Panes |  | 118 | 125
6P | 6 Panes |  | 176 | 187
MP | Mini Panes |  | 176 | 187
AP | Arched Panes |  | 176 | 187
CP | Custom Panes |  | Factory | Factory
Options: | Description: | Note: | 5% | 10%
NP | None |  | NC | NC
PC | Button Eye Photo Control |  | 71 | 75
H | House Side Shield |  | 83 | 88
Finish: | Description: | Note: | 5% | 10%
BK | Black |  | NC | NC
BZ | Bronze |  | NC | NC
DBZ | Dark Bronze |  | NC | NC
WH | White |  | NC | NC
GR | Green |  | NC | NC
SM | Silver Metallic |  | NC | NC
GY | Light Gray |  | NC | NC
TBK | Textured Black |  | NC | NC
CC | Custom Color (Consult Factory) |  | Factory | Factory
Notes:
Post Top
1882 Lighting
Del Ray 2 Post Top
LED Model: | Description: | Note: | 5% | 10%
DEL2 | Del Ray 2 Post Top LED Luminaire - 6" 10w, 15w, 20w, 30w |  | 1238 | 1315
DEL2 | Del Ray 2 Post Top LED Luminaire - 8" 40w, 50w, 60w |  | 1410 | 1498
Globe/Lens: | Ships Separately, Field Installed | Note: | 5% | 10%
CA | Clear Acrylic |  | NC | NC
CP | Clear Polycarbonate |  | 52 | 55
FA | Frosted Acrylic |  | 52 | 55
FP | Frosted Polycarbonate |  | 52 | 55
TF | Clear Flat Tempered Glass |  | 72 | 77
FG | Frosted Flat Tempered Glass |  | 92 | 98
WA | White (Opal) Acrylic |  | 52 | 55
PA | Pattern Acrylic |  | 52 | 55
DA | Seeded Acrylic |  | 53 | 57
LED Module: | Description: | Note: | 5% | 10%
10W27K | 10w 2700K |  | NC | NC
15W27K | 15w 2700K |  | NC | NC
20W27K | 20w 2700K |  | NC | NC
30W27K | 30w 2700K |  | NC | NC
40W27K | 40w 2700K |  | NC | NC
50W27K | 50w 2700K |  | NC | NC
60W27K | 60w 2700K |  | NC | NC
10W3K | 10w 3000K |  | NC | NC
15W3K | 15w 3000K |  | NC | NC
20W3K | 20w 3000K |  | NC | NC
30W3K | 30w 3000K |  | NC | NC
40W3K | 40w 3000K |  | NC | NC
50W3K | 50w 3000K |  | NC | NC
60W3K | 60w 3000K |  | NC | NC
10W4K | 10w 4000K |  | NC | NC
15W4K | 15w 4000K |  | NC | NC
20W4K | 20w 4000K |  | NC | NC
30W4K | 30w 4000K |  | NC | NC
40W4K | 40w 4000K |  | NC | NC
50W4K | 50w 4000K |  | NC | NC
60W4K | 60w 4000K |  | NC | NC
10W5K | 10w 5000K |  | NC | NC
15W5K | 15w 5000K |  | NC | NC
20W5K | 20w 5000K |  | NC | NC
30W5K | 30w 5000K |  | NC | NC
40W5K | 40w 5000K |  | NC | NC
50W5K | 50w 5000K |  | NC | NC
60W5K | 60w 5000K |  | NC | NC
Voltage: | Description: | Note: | 5% | 10%
U | 120-277v |  | NC | NC
H | 347-480v |  | 53 | 57
Distribution: | Description: | Note: | 5% | 10%
2 | Type II |  | NC | NC
3 | Type III |  | NC | NC
4 | Type IV |  | NC | NC
5 | Type V |  | NC | NC
Mounting: | Description: | Note: | 5% | 10%
N | None (Standard Post Mount) |  | NC | NC
PEN | Pendant Mount |  | 205 | 218
WM | Wall Mount |  | 308 | 327
Panes: | Description: | Note: | 5% | 10%
NP | No Panes |  | NC | NC
4P | 4 Panes |  | 118 | 125
6P | 6 Panes |  | 176 | 187
MP | Mini Panes |  | 176 | 187
AP | Arched Panes |  | 176 | 187
CP | Custom Panes |  | Factory | Factory
Options: | Description: | Note: | 5% | 10%
NP | None |  | NC | NC
PC | Button Eye Photo Control |  | 71 | 75
H | House Side Shield |  | 83 | 88
Finish: | Description: | Note: | 5% | 10%
BK | Black |  | NC | NC
BZ | Bronze |  | NC | NC
DBZ | Dark Bronze |  | NC | NC
WH | White |  | NC | NC
GR | Green |  | NC | NC
SM | Silver Metallic |  | NC | NC
GY | Light Gray |  | NC | NC
TBK | Textured Black |  | NC | NC
CC | Custom Color (Consult Factory) |  | Factory | Factory
Notes:
Post Top
1882 Lighting
Florida Post Top
LED Model: | Description: | Note: | 5% | 10%
FLRD | Florida with Globe - 32w |  | 1356 | 1440
FLRD | Florida with Globe - 40w |  | 1382 | 1468
FLRD | Florida with Globe - 48w |  | 1409 | 1497
FLRD | Florida with Globe - 56w |  | 1435 | 1524
FLRD | Florida with Globe - 64w |  | 1460 | 1552
FLRD | Florida with Globe - 72w |  | 1486 | 1579
FLRD | Florida with Globe - 80w |  | 1512 | 1607
FLRD | Florida with Globe - 88w |  | 1539 | 1635
FLRD | Florida with Globe - 96w |  | 1565 | 1663
FLRD1 | Florida with Spinning - 8" 40w, 50w, 60w |  | Factory | Factory
FLRD1 | Florida with Spinning - 12" 70w, 80w, 90w |  | Factory | Factory
FLRD1 | Florida with Spinning - 13" 105w, 120w, 135w |  | Factory | Factory
Globe/Lens: | Ships Separately, Field Installed | Note: | 5% | 10%
SA | Stippled Acrylic |  | NC | NC
SP | Stippled Polycarbonate |  | 70 | 74
N | No Globe (Radiant LED) |  | NC | NC
Globe/Lens: | Ships Separately, Field Installed | Note: | 5% | 10%
C1 | PLC1 - 8-3/4" High |  | NC | NC
C2 | PLC2 - 10-13/16" High |  | NC | NC
C3 | PLC3 - 6-7/8" High |  | NC | NC
C4 | PLC4 - 7-13/16" High |  | NC | NC
C5 | PLC5 - 9-15/16" High |  | NC | NC
C6 | PLC6 - 8-1/16" High |  | NC | NC
C7 | PLC7 - 8-3/8" High |  | NC | NC
C8 | PLC8 - 11-3/8" High | 94 | 273 | 290
C9 | PLC9 - 14-1/4" High |  | NC | NC
C10 | PLC10 - 10-1/4" High |  | 273 | 290
C11 | PLC11 - 15" High |  | 273 | 290
LED Module - FLRD: | Description: | Note: | 5% | 10%
32W3K | 32w 3000K |  | NC | NC
40W3K | 40w 3000K |  | NC | NC
48W3K | 48w 3000K |  | NC | NC
56W3K | 56w 3000K |  | NC | NC
64W3K | 64w 3000K |  | NC | NC
72W3K | 72w 3000K |  | NC | NC
80W3K | 80w 3000K |  | NC | NC
88W3K | 88w 3000K |  | NC | NC
96W3K | 96w 3000K |  | NC | NC
32W4K | 32w 4000K |  | NC | NC
40W4K | 40w 4000K |  | NC | NC
48W4K | 48w 4000K |  | NC | NC
56W4K | 56w 4000K |  | NC | NC
64W4K | 64w 4000K |  | NC | NC
72W4K | 72w 4000K |  | NC | NC
80W4K | 80w 4000K |  | NC | NC
88W4K | 88w 4000K |  | NC | NC
96W4K | 96w 4000K |  | NC | NC
32W5K | 32w 5000K |  | NC | NC
40W5K | 40w 5000K |  | NC | NC
48W5K | 48w 5000K |  | NC | NC
56W5K | 56w 5000K |  | NC | NC
64W5K | 64w 5000K |  | NC | NC
72W5K | 72w 5000K |  | NC | NC
80W5K | 80w 5000K |  | NC | NC
88W5K | 88w 5000K |  | NC | NC
96W5K | 96w 5000K |  | NC | NC
LED Module - FLRD1: | Description: | Note: | 5% | 10%
40W27K | 40w 2700K |  | NC | NC
50W27K | 50w 2700K |  | NC | NC
60W27K | 60w 2700K |  | NC | NC
70W27K | 70w 2700K |  | NC | NC
80W27K | 80w 2700K |  | NC | NC
90W27K | 90w 2700K |  | NC | NC
105W27K | 105w 2700K |  | NC | NC
120W27K | 120w 2700K |  | NC | NC
135W27K | 135w 2700K |  | NC | NC
40W3K | 40w 3000K |  | NC | NC
50W3K | 50w 3000K |  | NC | NC
60W3K | 60w 3000K |  | NC | NC
70W3K | 70w 3000K |  | NC | NC
80W3K | 80w 3000K |  | NC | NC
90W3K | 90w 3000K |  | NC | NC
105W3K | 105w 3000K |  | NC | NC
120W3K | 120w 3000K |  | NC | NC
135W3K | 135w 3000K |  | NC | NC
40W4K | 40w 4000K |  | NC | NC
50W4K | 50w 4000K |  | NC | NC
60W4K | 60w 4000K |  | NC | NC
70W4K | 70w 4000K |  | NC | NC
80W4K | 80w 4000K |  | NC | NC
90W4K | 90w 4000K |  | NC | NC
105W4K | 105w 4000K |  | NC | NC
120W4K | 120w 4000K |  | NC | NC
135W4K | 135w 4000K |  | NC | NC
40W5K | 40w 5000K |  | NC | NC
50W5K | 50w 5000K |  | NC | NC
60W5K | 60w 5000K |  | NC | NC
70W5K | 70w 5000K |  | NC | NC
80W5K | 80w 5000K |  | NC | NC
90W5K | 90w 5000K |  | NC | NC
105W5K | 105w 5000K |  | NC | NC
120W5K | 120w 5000K |  | NC | NC
135W5K | 135w 5000K |  | NC | NC
Voltage: | Description: | Note: | 5% | 10%
U | 120-277v |  | NC | NC
H | 347-480v |  | 53 | 57
Distribution: | Description: | Note: | 5% | 10%
1 | Type I | 97 | NC | NC
2 | Type II |  | NC | NC
3 | Type III |  | NC | NC
4 | Type IV |  | NC | NC
5 | Type V |  | NC | NC
Bands & Cages: | Description: | Note: | 5% | 10%
A1 | DECA1 |  | 329 | 349
A2 | DECA2 |  | 88 | 93
A3 | DECA3 |  | 438 | 465
A5 | DECA5 |  | 329 | 349
A6 | DECA6 |  | 320 | 340
N | None |  | NC | NC
Spinning: | Description: | Note: | 5% | 10%
T2 | T102 (Must use T2 Spinning if Ordering Florida 1) |  | 165 | 175
N | None |  | NC | NC
Options: | Description: | Note: | 5% | 10%
PC | Button Eye Photo Control |  | 65 | 69
H | House Side Shield |  | 77 | 82
PCR3 | 3 Pin Twist Lock Receptable (photo cell not included) |  | 63 | 67
PCR7 | 7 Pin Twist Lock Receptable (photo cell not included) |  | 63 | 67
N | None |  | NC | NC
Finish: | Description: | Note: | 5% | 10%
BK | Black |  | NC | NC
BZ | Bronze |  | NC | NC
DBZ | Dark Bronze |  | NC | NC
WH | White |  | NC | NC
GR | Green |  | NC | NC
SM | Silver Metallic |  | NC | NC
GY | Light Gray |  | NC | NC
TBK | Textured Black |  | NC | NC
CC | Custom Color (Consult Factory) |  | Factory | Factory
Notes:
(97) 70w & Above Only
Post Top
1882 Lighting
Frankfort Post Top
LED Model: | Description: | Note: | 5% | 10%
FRAN | Frankfort Post Top LED Luminaire - 8" 40w, 50w |  | 1322 | 1404
FRAN | Frankfort Post Top LED Luminaire - 12" 60w, 70w, 80w |  | 1393 | 1480
Globe/Lens: | Ships Separately, Field Installed | Note: | 5% | 10%
CA | Clear Acrylic |  | NC | NC
CP | Clear Polycarbonate |  | 51 | 54
FA | Frosted Acrylic |  | 51 | 54
FP | Frosted Polycarbonate |  | 51 | 54
TG | Flat Tempered Glass, Clear |  | 71 | 75
FG | Flat Tempered Glass, Frosted |  | 91 | 97
WA | White (Opal) Acrylic |  | 51 | 54
PA | Pattern Acrylic |  | 51 | 54
LED Module: | Description: | Note: | 5% | 10%
40W3K | 40w 3000K |  | NC | NC
50W3K | 50w 3000K |  | NC | NC
60W3K | 60w 3000K |  | NC | NC
70W3K | 70w 3000K |  | NC | NC
80W3K | 80w 3000K |  | NC | NC
40W4K | 40w 4000K |  | NC | NC
50W4K | 50w 4000K |  | NC | NC
60W4K | 60w 4000K |  | NC | NC
70W4K | 70w 4000K |  | NC | NC
80W4K | 80w 4000K |  | NC | NC
40W5K | 40w 5000K |  | NC | NC
50W5K | 50w 5000K |  | NC | NC
60W5K | 60w 5000K |  | NC | NC
70W5K | 70w 5000K |  | NC | NC
80W5K | 80w 5000K |  | NC | NC
Voltage: | Description: | Note: | 5% | 10%
U | 120-277v |  | NC | NC
H | 347-480v |  | 53 | 57
Distribution: | Description: | Note: | 5% | 10%
1 | Type I | 97 | NC | NC
2 | Type II |  | NC | NC
3 | Type III |  | NC | NC
4 | Type IV |  | NC | NC
5 | Type V |  | NC | NC
Options: | Description: | Note: | 5% | 10%
PC | Button eye photo contro |  | 62 | 65
N | None |  | NC | NC
Finish: | Description: | Note: | 5% | 10%
BK | Black |  | NC | NC
BZ | Bronze |  | NC | NC
DBZ | Dark Bronze |  | NC | NC
WH | White |  | NC | NC
GR | Green |  | NC | NC
SM | Silver Metallic |  | NC | NC
GY | Light Gray |  | NC | NC
TBK | Textured Black |  | NC | NC
CC | Custom Color (Consult Factory) |  | Factory | Factory
Notes:
(97) 70w & Above Only
Post Top
1882 Lighting
Hampshire Post Top
LED Model: | Description: | Note: | 5% | 10%
HMP | Hampshire Post Top LED Luminaire - 8" 40w, 50w, 60w |  | 1235 | 1312
HMP | Hampshire Post Top LED Luminaire - 12" 70w, 70w, 90w |  | 1415 | 1503
Globe/Lens: | Ships Separately, Field Installed | Note: | 5% | 10%
NL | No Secondary Lens |  | NC | NC
CA | Clear Acrylic |  | NC | NC
CP | Clear Polycarbonate |  | 60 | 64
FA | Frosted Acrylic |  | 60 | 64
FP | Frosted Polycarbonate |  | 60 | 64
TG | Flat Tempered Glass, Clear |  | 83 | 88
FG | Flat Tempered Glass, Frosted |  | 105 | 112
WA | White (Opal) Acrylic |  | 60 | 64
PA | Pattern Acrylic |  | 60 | 64
LED Module: | Description: | Note: | 5% | 10%
40W27K | 40w 2700K |  | NC | NC
50W27K | 50w 2700K |  | NC | NC
60W27K | 60w 2700K |  | NC | NC
70W27K | 70w 2700K |  | NC | NC
80W27K | 80w 2700K |  | NC | NC
90W27K | 90w 2700K |  | NC | NC
40W3K | 40w 3000K |  | NC | NC
50W3K | 50w 3000K |  | NC | NC
60W3K | 60w 3000K |  | NC | NC
70W3K | 70w 3000K |  | NC | NC
80W3K | 80w 3000K |  | NC | NC
90W3K | 90w 3000K |  | NC | NC
40W4K | 40w 4000K |  | NC | NC
50W4K | 50w 4000K |  | NC | NC
60W4K | 60w 4000K |  | NC | NC
70W4K | 70w 4000K |  | NC | NC
80W4K | 80w 4000K |  | NC | NC
90W4K | 90w 4000K |  | NC | NC
40W5K | 40w 5000K |  | NC | NC
50W5K | 50w 5000K |  | NC | NC
60W5K | 60w 5000K |  | NC | NC
70W5K | 70w 5000K |  | NC | NC
80W5K | 80w 5000K |  | NC | NC
90W5K | 90w 5000K |  | NC | NC
Voltage: | Description: | Note: | 5% | 10%
U | 120-277v |  | NC | NC
H | 347-480v |  | 53 | 57
Distribution: | Description: | Note: | 5% | 10%
1 | Type I | 97 | NC | NC
2 | Type II |  | NC | NC
3 | Type III |  | NC | NC
4 | Type IV |  | NC | NC
5 | Type V |  | NC | NC
Voltage: | Description: | Note: | 5% | 10%
B | GF2 |  | 60 | 64
C | GF3 |  | 60 | 64
D | GF4 (Standard) |  | NC | NC
E | GF5 |  | 60 | 64
F | GF6 |  | 60 | 64
H | GF8 |  | 60 | 64
I | GF9 |  | 60 | 64
J | GF10 |  | 60 | 64
K | GF12 |  | 60 | 64
O | GF17 |  | 60 | 64
P | GF18 |  | 60 | 64
V | GF24 |  | 60 | 64
N | None |  | NC | NC
Voltage: | Description: | Note: | 5% | 10%
N | None (Standard Post Mount) |  | NC | NC
PEN | Pendant Mount |  | 118 | 125
Options: | Description: | Note: | 5% | 10%
N | None |  | NC | NC
PV | Button Eye Photo Control |  | 71 | 75
Finish: | Description: | Note: | 5% | 10%
BK | Black |  | NC | NC
BZ | Bronze |  | NC | NC
DBZ | Dark Bronze |  | NC | NC
WH | White |  | NC | NC
GR | Green |  | NC | NC
SM | Silver Metallic |  | NC | NC
GY | Light Gray |  | NC | NC
TBK | Textured Black |  | NC | NC
CC | Custom Color (Consult Factory) |  | Factory | Factory
Notes:
(97) 70w & Above Only
Pendant Mount
1882 Lighting
Harvard 1 Pendant Mount
LED Model: | Description: | Note: | 5% | 10%
HAR1 | Harvard 1 LED Pendant Mount - 8" 40w, 50w, 60w |  | 1982 | 2105
HAR1 | Harvard 1 LED Pendant Mount - 12" 70w, 70w, 90w |  | 2228 | 2367
HAR1 | Harvard 1 LED Pendant Mount - 13" 105w, 120w, 135w |  | 2476 | 2630
Spinning: | Ships Separately, Field Installed | Note: | 5% | 10%
B1 | Wide Shade |  | NC | NC
B2 | Narrow Shade |  | 218 | 232
LED Module: | Description: | Note: | 5% | 10%
40W27K | 40w 2700K |  | NC | NC
50W27K | 50w 2700K |  | NC | NC
60W27K | 60w 2700K |  | NC | NC
70W27K | 70w 2700K |  | NC | NC
80W27K | 80w 2700K |  | NC | NC
90W27K | 90w 2700K |  | NC | NC
105W27K | 105w 2700K |  | NC | NC
120W27K | 120w 2700K |  | NC | NC
135W27K | 135w 2700K |  | NC | NC
40W3K | 40w 3000K |  | NC | NC
50W3K | 50w 3000K |  | NC | NC
60W3K | 60w 3000K |  | NC | NC
70W3K | 70w 3000K |  | NC | NC
80W3K | 80w 3000K |  | NC | NC
90W3K | 90w 3000K |  | NC | NC
105W3K | 105w 3000K |  | NC | NC
120W3K | 120w 3000K |  | NC | NC
135W3K | 135w 3000K |  | NC | NC
40W4K | 40w 4000K |  | NC | NC
50W4K | 50w 4000K |  | NC | NC
60W4K | 60w 4000K |  | NC | NC
70W4K | 70w 4000K |  | NC | NC
80W4K | 80w 4000K |  | NC | NC
90W4K | 90w 4000K |  | NC | NC
105W4K | 105w 4000K |  | NC | NC
120W4K | 120w 4000K |  | NC | NC
135W4K | 135w 4000K |  | NC | NC
40W5K | 40w 5000K |  | NC | NC
50W5K | 50w 5000K |  | NC | NC
60W5K | 60w 5000K |  | NC | NC
70W5K | 70w 5000K |  | NC | NC
80W5K | 80w 5000K |  | NC | NC
90W5K | 90w 5000K |  | NC | NC
105W5K | 105w 5000K |  | NC | NC
120W5K | 120w 5000K |  | NC | NC
135W5K | 135w 5000K |  | NC | NC
Voltage: | Description: | Note: | 5% | 10%
U | 120-277v |  | NC | NC
H | 347-480v |  | 53 | 57
Distribution: | Description: | Note: | 5% | 10%
1 | Type I | 97 | NC | NC
2 | Type II |  | NC | NC
3 | Type III |  | NC | NC
4 | Type IV |  | NC | NC
5 | Type V |  | NC | NC
Options: | Description: | Note: | 5% | 10%
PC | Button Eye Photo Control |  | 71 | 75
H | House Side Shield |  | 83 | 88
N | None |  | NC | NC
Finish: | Description: | Note: | 5% | 10%
BK | Black |  | NC | NC
BZ | Bronze |  | NC | NC
DBZ | Dark Bronze |  | NC | NC
WH | White |  | NC | NC
GR | Green |  | NC | NC
SM | Silver Metallic |  | NC | NC
GY | Light Gray |  | NC | NC
TBK | Textured Black |  | NC | NC
CC | Custom Color (Consult Factory) |  | Factory | Factory
Notes:
(97) 70w & Above Only
Pendant Mount
1882 Lighting
Harvard 2 Pendant Mount
LED Model: | Description: | Note: | 5% | 10%
HAR2 | Harvard 1 LED Pendant Mount - 32w |  | 1816 | 1929
HAR2 | Harvard 1 LED Pendant Mount - 40w |  | 1898 | 2017
HAR2 | Harvard 1 LED Pendant Mount - 48w |  | 1982 | 2105
HAR2 | Harvard 1 LED Pendant Mount - 56w |  | 2063 | 2192
HAR2 | Harvard 1 LED Pendant Mount - 64w |  | 2146 | 2280
HAR2 | Harvard 1 LED Pendant Mount - 72w |  | 2228 | 2367
HAR2 | Harvard 1 LED Pendant Mount - 80w |  | 2311 | 2455
HAR2 | Harvard 1 LED Pendant Mount - 88w |  | 2393 | 2543
HAR2 | Harvard 1 LED Pendant Mount - 96w |  | 2476 | 2630
Spinning: | Ships Separately, Field Installed | Note: | 5% | 10%
B1 | Wide Shade |  | NC | NC
B2 | Narrow Shade |  | 219 | 233
Globe/Lens: | Ships Separately, Field Installed | Note: | 5% | 10%
ADG | Clear Acrylic Deep Globe |  | NC | NC
ASG | Clear Acrylic Short Globe |  | NC | NC
GL | Short Prismatic Glass Lens |  | 329 | 349
DG | Deep Prismatic Glass Lens |  | 219 | 233
LED Module: | Description: | Note: | 5% | 10%
32W27K | 32w 2700K |  | NC | NC
40W27K | 40w 2700K |  | NC | NC
48W27K | 48w 2700K |  | NC | NC
56W27K | 56w 2700K |  | NC | NC
64W27K | 64w 2700K |  | NC | NC
72W27K | 72w 2700K |  | NC | NC
80W27K | 80w 2700K |  | NC | NC
88W27K | 88w 2700K |  | NC | NC
96W27K | 96w 2700K |  | NC | NC
32W3K | 32w 3000K |  | NC | NC
40W3K | 40w 3000K |  | NC | NC
48W3K | 48w 3000K |  | NC | NC
56W3K | 56w 3000K |  | NC | NC
64W3K | 64w 3000K |  | NC | NC
72W3K | 72w 3000K |  | NC | NC
80W3K | 80w 3000K |  | NC | NC
88W3K | 88w 3000K |  | NC | NC
96W3K | 96w 3000K |  | NC | NC
32W4K | 32w 4000K |  | NC | NC
40W4K | 40w 4000K |  | NC | NC
48W4K | 48w 4000K |  | NC | NC
56W4K | 56w 4000K |  | NC | NC
64W4K | 64w 4000K |  | NC | NC
72W4K | 72w 4000K |  | NC | NC
80W4K | 80w 4000K |  | NC | NC
88W4K | 88w 4000K |  | NC | NC
96W4K | 96w 4000K |  | NC | NC
32W5K | 32w 5000K |  | NC | NC
40W5K | 40w 5000K |  | NC | NC
48W5K | 48w 5000K |  | NC | NC
56W5K | 56w 5000K |  | NC | NC
64W5K | 64w 5000K |  | NC | NC
72W5K | 72w 5000K |  | NC | NC
80W5K | 80w 5000K |  | NC | NC
88W5K | 88w 5000K |  | NC | NC
96W5K | 96w 5000K |  | NC | NC
Voltage: | Description: | Note: | 5% | 10%
U | 120-277v |  | NC | NC
H | 347-480v |  | 53 | 57
Distribution: | Description: | Note: | 5% | 10%
3 | Type III |  | NC | NC
5 | Type V |  | NC | NC
Mounting: | Description: | Note: | 5% | 10%
PEN | Pendant Mount (Standard) Select Arm |  | NC | NC
Options: | Description: | Note: | 5% | 10%
PC | Button Eye Photo Control |  | 65 | 69
H | House Side Shield |  | 77 | 82
N | Noce |  | NC | NC
Finish: | Description: | Note: | 5% | 10%
BK | Black |  | NC | NC
BZ | Bronze |  | NC | NC
DBZ | Dark Bronze |  | NC | NC
WH | White |  | NC | NC
GR | Green |  | NC | NC
SM | Silver Metallic |  | NC | NC
GY | Light Gray |  | NC | NC
TBK | Textured Black |  | NC | NC
CC | Custom Color (Consult Factory) |  | Factory | Factory
Notes:
LEDicated
1882 Lighting
Heron 1 Gooseneck
LED Model: | Description: | Note: | 5% | 10%
HRN1F1X23 | HRN1 Gooseneck with Shade Type F 23w | 1, 22 | 304 | 323
Ballast: | Factory Installed | Note: | 5% | 10%
U | 120-277v |  | NC | NC
Color Temp: | Factory Installed | Note: | 5% | 10%
5K | 5000K |  | NC | NC
Lens: | Factory Installed | Note: | 5% | 10%
C | Clear Prismatic Array Lens |  | NC | NC
Color: | Factory Installed | Note: | 5% | 10%
P | Platinum (RAL9006) |  | NC | NC
B | Black (RAL9011) |  | NC | NC
R | Red (RAL3020) |  | NC | NC
W | White (RAL9016) |  | NC | NC
C | Custom Paint Color | 22 | 70 | 70
Style: | Factory Installed | Note: | 5% | 10%
GNF | Fixed Downlight, Includes 72˝ of Wire for Arm Feed Through to Wall Box |  | NC | NC
GNS | Adjustable Swivel Includes 72˝ of Wire for Arm Feed Through to Wall Box |  | 36 | 38
Options: | Factory Installed | Note: | 5% | 10%
SF | Single Fuse (120-277v Only) |  | 29 | 30
DF | Double Fuse (120-277v Only) |  | 58 | 62
Arms: | Ships Separately, Field Installed | Note: | 5% | 10%
GNA01336 | Classic Hook Arm, 36" Standard Length | 1, 22, 38 | 103 | 109
GNA02330 | Straight Arm, 30" Standard Length | 1, 22, 38 | 96 | 102
GNA03330 | Straight Offset Arm, 30" Standard Length | 1, 22, 38 | 105 | 112
GNA04330 | Straight Rise Arm, 30" Standard Length | 1, 22, 38 | 105 | 112
GNA05330 | Round Hook Arm, 30" Standard Length | 1, 22, 38 | 103 | 109
Arm Color: | Factory Installed | Note: | 5% | 10%
P | Platinum (RAL9006) |  | NC | NC
B | Black (RAL9011) |  | NC | NC
R | Red (RAL3020) |  | NC | NC
W | White (RAL9016) |  | NC | NC
C | Custom Paint Color | 22 | 25 | 25
Arm Mounting: | Ships Separately, Field Installed | Note: | 5% | 10%
R | Round Wall Mount | 1, 22 | 64 | 68
S | Square Oversized Wall Mount | 1, 22 | 102 | 108
N | No Wall Mount |  | NC | NC
Arm Mounting Color: | Factory Installed | Note: | 5% | 10%
P | Platinum (RAL9006) |  | NC | NC
B | Black (RAL9011) |  | NC | NC
R | Red (RAL3020) |  | NC | NC
W | White (RAL9016) |  | NC | NC
C | Custom Paint Color | 22 | 20 | 20
Replacement Wall Parts: | Ships Separately, Field Installed | Note: | 5% | 10%
GNRMP3P | Round Wall Mount Plate, Powdercoat Finish | 1, 22 | 64 | 68
GNSMP3P | Square Oversized Wall Mount Plate, Powdercoat Finish. | 1, 22 | 102 | 108
Notes:
(1) Specify Color
(22) $150.00 Paint Set-up Fee for quantities under 5 pcs
(38) Last 2 digits of Gooseneck Arm Part number = length
LEDicated
1882 Lighting
Heron 2 Gooseneck
LED Model: | Description: | Note: | 5% | 10%
HRN2F1X23 | EasyLED LEDicated Pendant Mount Vaporproof Type F 23w | 1, 22, 26 | 384 | 408
Ballast: | Factory Installed | Note: | 5% | 10%
U | 120-277v |  | NC | NC
Color Temp: | Factory Installed | Note: | 5% | 10%
4K | 4000K |  | NC | NC
5K | 5000K |  | NC | NC
Color: | Factory Installed | Note: | 5% | 10%
P | Platinum (RAL9006) |  | NC | NC
B | Black (RAL9011) |  | NC | NC
R | Red (RAL3020) |  | NC | NC
W | White (RAL9016) |  | NC | NC
C | Custom Paint Color | 22 | 65 | 65
Mount: | Factory Installed | Note: | 5% | 10%
GNF | Fixed Downlight, Includes 72˝ of Wire for Arm Feed Through to Wall Box |  | NC | NC
GNS | Adjustable Swivel Includes 72˝ of Wire for Arm Feed Through to Wall Box |  | 64 | 68
Options: | Factory Installed | Note: | 5% | 10%
SF | Single Fuse (120-277v Only) |  | 29 | 30
DF | Double Fuse (120-277v Only) |  | 58 | 62
Arms: | Ships Separately, Field Installed | Note: | 5% | 10%
GNA01336 | Classic Hook Arm, 36" Standard Length | 1, 22, 38 | 103 | 109
GNA02330 | Straight Arm, 30" Standard Length | 1, 22, 38 | 96 | 102
GNA03330 | Straight Offset Arm, 30" Standard Length | 1, 22, 38 | 105 | 112
GNA04330 | Straight Rise Arm, 30" Standard Length | 1, 22, 38 | 105 | 112
GNA05330 | Round Hook Arm, 30" Standard Length | 1, 22, 38 | 103 | 109
Arm Color: | Factory Installed | Note: | 5% | 10%
P | Platinum (RAL9006) |  | NC | NC
B | Black (RAL9011) |  | NC | NC
R | Red (RAL3020) |  | NC | NC
W | White (RAL9016) |  | NC | NC
C | Custom Paint Color | 22 | 25 | 25
Arm Mounting: | Ships Separately, Field Installed | Note: | 5% | 10%
R | Round Wall Mount | 1, 22 | 64 | 68
S | Square Oversized Wall Mount | 1, 22 | 102 | 108
N | No Wall Mount |  | NC | NC
Arm Mounting Color: | Factory Installed | Note: | 5% | 10%
P | Platinum (RAL9006) |  | NC | NC
B | Black (RAL9011) |  | NC | NC
R | Red (RAL3020) |  | NC | NC
W | White (RAL9016) |  | NC | NC
C | Custom Paint Color | 22 | 20 | 20
Accessories: | Ships Separately, Field Installed | Note: | 5% | 10%
VS30AP | Angled Stamped Aluminum Shade, Platinum | 1, 22 | 71 | 75
VS30SP | Straight Stamped Aluminum Shade, Platinum | 1, 22 | 77 | 82
Accessories Color Option: | Ships Separately, Field Installed | Note: | 5% | 10%
P | Platinum (RAL9006) |  | NC | NC
B | Black (RAL9011) |  | NC | NC
R | Red (RAL3020) |  | NC | NC
W | White (RAL9016) |  | NC | NC
C | Custom Paint Color | 22 | 25 | 25
Replacement Wall Plates: | Ships Separately, Field Installed | Note: | 5% | 10%
GNRMP3P | Round Wall Mount Plate, Powdercoat Finish | 1, 22 | 64 | 68
GNSMP3P | Square Oversized Wall Mount Plate, Powdercoat Finish. | 1, 22 | 102 | 108
Notes:
(1) Specify Color
(22) $150.00 Paint Set-up Fee for quantities under 5 pcs
(26) Includes Coupler, Reducer Fittings and 72" of wire for Arm-Feed-Through
(38) Last 2 digits of Gooseneck Arm Part number = length
LEDicated
1882 Lighting
Heron 3 Gooseneck
LED Model: | Description: | Note: | 5% | 10%
HRN31X18 | HRN3 COB 18w | 1, 22, 26 | 256 | 272
Ballast: | Factory Installed | Note: | 5% | 10%
U | 120-277v |  | NC | NC
Color Temp: | Factory Installed | Note: | 5% | 10%
4K | 4000K |  | NC | NC
5K | 5000K |  | NC | NC
Color: | Factory Installed | Note: | 5% | 10%
P | Platinum (RAL9006) |  | NC | NC
B | Black (RAL9011) |  | NC | NC
R | Red (RAL3020) |  | NC | NC
W | White (RAL9016) |  | NC | NC
C | Custom Paint Color | 22 | 60 | 60
Mounting: | Factory Installed | Note: | 5% | 10%
GNK | 1/2" NPS Knuckle with Fittings and 72" of Wire for Arm Feed Through to Wall Box |  | NC | NC
Arms: | Ships Separately, Field Installed | Note: | 5% | 10%
GNA01336 | Classic Hook Arm, 36" Standard Length | 1, 22, 38 | 103 | 109
GNA02330 | Straight Arm, 30" Standard Length | 1, 22, 38 | 96 | 102
GNA03330 | Straight Offset Arm, 30" Standard Length | 1, 22, 38 | 105 | 112
GNA04330 | Straight Rise Arm, 30" Standard Length | 1, 22, 38 | 105 | 112
GNA05330 | Round Hook Arm, 30" Standard Length | 1, 22, 38 | 103 | 109
Arm Color: | Factory Installed | Note: | 5% | 10%
P | Platinum (RAL9006) |  | NC | NC
B | Black (RAL9011) |  | NC | NC
R | Red (RAL3020) |  | NC | NC
W | White (RAL9016) |  | NC | NC
C | Custom Paint Color | 22 | 25 | 25
Arm Mounting: | Ships Separately, Field Installed | Note: | 5% | 10%
R | Round Wall Mount | 1, 22 | 64 | 68
S | Square Oversized Wall Mount | 1, 22 | 102 | 108
N | No Wall Mount |  | NC | NC
Arm Mounting Color: | Factory Installed | Note: | 5% | 10%
P | Platinum (RAL9006) |  | NC | NC
B | Black (RAL9011) |  | NC | NC
R | Red (RAL3020) |  | NC | NC
W | White (RAL9016) |  | NC | NC
C | Custom Paint Color | 22 | 20 | 20
Accessories: | Ships Separately, Field Installed | Note: | 5% | 10%
FL20GTF | Die Cast Top Frame with Aluminum Glare Shield, Bronze Powdercoat Finish. | 1, 22 | 19 | 20
Replacement Wall Plates: | Ships Separately, Field Installed | Note: | 5% | 10%
GNRMP3P | Round Wall Mount Plate, Powdercoat Finish | 1, 22 | 64 | 68
GNSMP3P | Square Oversized Wall Mount Plate, Powdercoat Finish. | 1, 22 | 102 | 108
Notes:
(1) Specify Color
(22) $150.00 Paint Set-up Fee for quantities under 5 pcs
(26) Includes Coupler, Reducer Fittings and 72" of wire for Arm-Feed-Through
(38) Last 2 digits of Gooseneck Arm Part number = length
LEDicated
1882 Lighting
Heron 4 Gooseneck
LED Model: | Description: | Note: | 5% | 10%
HRN4AC31X20 | HRN4 Gooseneck COB 20w 70° Reflector | 1, 22, 26 | 324 | 344
HRN4BC31X20 | HRN4 Gooseneck COB 20w 100° Reflector | 1, 22, 26 | 345 | 367
HRN4DC31X20 | HRN4 Gooseneck COB 20w 30° Reflector | 1, 22, 26 | 384 | 408
Ballast: | Factory Installed | Note: | 5% | 10%
U | 120-277v |  | NC | NC
Color Temp: | Factory Installed | Note: | 5% | 10%
41K | 4100K |  | NC | NC
Color: | Factory Installed | Note: | 5% | 10%
P | Platinum (RAL9006) |  | NC | NC
B | Black (RAL9011) |  | NC | NC
R | Red (RAL3020) |  | NC | NC
W | White (RAL9016) |  | NC | NC
C | Custom Paint Color | 22 | 65 | 65
Mounting: | Factory Installed | Note: | 5% | 10%
GNK | 1/2" NPS Knuckle with Fittings and 72" of Wire for Arm Feed Through to Wall Box |  | NC | NC
Options: | Factory Installed | Note: | 5% | 10%
SF | Single Fuse (120-277v Only) |  | 29 | 30
DF | Double Fuse (120-277v Only) |  | 58 | 62
SP | 120-277VAC 10KA Surge Suppressor |  | 25 | 27
SP2 | 120-277VAC 20KA Surge Suppressor |  | 49 | 52
Arms: | Ships Separately, Field Installed | Note: | 5% | 10%
GNA01336 | Classic Hook Arm, 36" Standard Length | 1, 22, 38 | 103 | 109
GNA02330 | Straight Arm, 30" Standard Length | 1, 22, 38 | 96 | 102
GNA03330 | Straight Offset Arm, 30" Standard Length | 1, 22, 38 | 105 | 112
GNA04330 | Straight Rise Arm, 30" Standard Length | 1, 22, 38 | 105 | 112
GNA05330 | Round Hook Arm, 30" Standard Length | 1, 22, 38 | 103 | 109
Arm Color: | Factory Installed | Note: | 5% | 10%
P | Platinum (RAL9006) |  | NC | NC
B | Black (RAL9011) |  | NC | NC
R | Red (RAL3020) |  | NC | NC
W | White (RAL9016) |  | NC | NC
C | Custom Paint Color | 22 | 25 | 25
Arm Mounting: | Ships Separately, Field Installed | Note: | 5% | 10%
R | Round Wall Mount | 1, 22 | 64 | 68
S | Square Oversized Wall Mount | 1, 22 | 102 | 108
N | No Wall Mount |  | NC | NC
Arm Mounting Color: | Factory Installed | Note: | 5% | 10%
P | Platinum (RAL9006) |  | NC | NC
B | Black (RAL9011) |  | NC | NC
R | Red (RAL3020) |  | NC | NC
W | White (RAL9016) |  | NC | NC
C | Custom Paint Color | 22 | 20 | 20
Accessories: | Ships Separately, Field Installed | Note: | 5% | 10%
FB1V | Die-Cast Rotatable Visor, Bronze Powdercoat Finish. | 1, 22 | 25 | 27
Replacement Wall Plates: | Ships Separately, Field Installed | Note: | 5% | 10%
GNRMP3P | Round Wall Mount Plate, Powdercoat Finish | 1, 22 | 64 | 68
GNSMP3P | Square Oversized Wall Mount Plate, Powdercoat Finish. | 1, 22 | 102 | 108
Notes:
(1) Specify Color
(22) $150.00 Paint Set-up Fee for quantities under 5 pcs
(26) Includes Coupler, Reducer Fittings and 72" of wire for Arm-Feed-Through
(38) Last 2 digits of Gooseneck Arm Part number = length
LEDicated
1882 Lighting
Heron 5 Gooseneck
LED Model: | Description: | Note: | 5% | 10%
HRN5C1X22 | HRN5 Gooseneck Type C 22w | 1, 22, 26 | 471 | 500
HRN5F1X22 | HRN5 Gooseneck Type F 22w | 1, 22, 26 | 458 | 487
HRN5I1X22 | HRN5 Gooseneck Narrow Beam (30°) 22w | 1, 22, 26 | 496 | 527
HRN5C1X37 | HRN5 Gooseneck Type C 37w | 1, 22, 26 | 486 | 517
HRN5F1X37 | HRN5 Gooseneck Type F 37w | 1, 22, 26 | 471 | 500
HRN5I1X37 | HRN5 Gooseneck Narrow Beam (30°) 37w | 1, 22, 26 | 496 | 527
Ballast: | Factory Installed | Note: | 5% | 10%
U | 120-277v |  | NC | NC
H | 347-480v @ 37w Only |  | 23 | 25
H | 347v-480v @ 37w (Narrow Beam Only) |  | 111 | 117
Color Temp: | Factory Installed | Note: | 5% | 10%
3K | 3000K (22w C, F Optic, 37w F Optic Only) |  | NC | NC
4K | 4000K (Use with C, F Optic Only) |  | NC | NC
5K | 5000K |  | NC | NC
Lens: | Factory Installed | Note: | 5% | 10%
C | Standard Clear Flat Glass Lens |  | NC | NC
S | SoftLED Flat Glass Lens | 21 | 30 | 31
Color: | Factory Installed | Note: | 5% | 10%
P | Platinum (RAL9006) |  | NC | NC
B | Black (RAL9011) |  | NC | NC
R | Red (RAL3020) |  | NC | NC
W | White (RAL9016) |  | NC | NC
C | Custom Paint Color | 22 | 85 | 85
Mount: | Factory Installed | Note: | 5% | 10%
GNK | ½˝ NPS Knuckle with Fittings and 72˝ of Wire for Arm Feed Through to Wall Box. |  | NC | NC
Options: | Factory Installed | Note: | 5% | 10%
SF | Single Fuse (120-277v Only) |  | 29 | 30
DF | Double Fuse (120-277v Only) |  | 58 | 62
SP | 120-277VAC 10KA Surge Suppressor |  | 25 | 27
SP2 | 120-277VAC 20KA Surge Suppressor |  | 49 | 52
SPH | 347-480VAC 10KA Surge Suppressor |  | 28 | 29
Arms: | Ships Separately, Field Installed | Note: | 5% | 10%
GNA01336 | Classic Hook Arm, 36" Standard Length | 1, 22, 38 | 103 | 109
GNA02330 | Straight Arm, 30" Standard Length | 1, 22, 38 | 96 | 102
GNA03330 | Straight Offset Arm, 30" Standard Length | 1, 22, 38 | 105 | 112
GNA04330 | Straight Rise Arm, 30" Standard Length | 1, 22, 38 | 105 | 112
GNA05330 | Round Hook Arm, 30" Standard Length | 1, 22, 38 | 103 | 109
Arm Color: | Factory Installed | Note: | 5% | 10%
P | Platinum (RAL9006) |  | NC | NC
B | Black (RAL9011) |  | NC | NC
R | Red (RAL3020) |  | NC | NC
W | White (RAL9016) |  | NC | NC
C | Custom Paint Color | 22 | 25 | 25
Arm Mounting: | Ships Separately, Field Installed | Note: | 5% | 10%
R | Round Wall Mount | 1, 22 | 64 | 68
S | Square Oversized Wall Mount | 1, 22 | 102 | 108
N | No Wall Mount |  | NC | NC
Arm Mounting Color: | Factory Installed | Note: | 5% | 10%
P | Platinum (RAL9006) |  | NC | NC
B | Black (RAL9011) |  | NC | NC
R | Red (RAL3020) |  | NC | NC
W | White (RAL9016) |  | NC | NC
C | Custom Paint Color | 22 | 20 | 20
Accessories: | Ships Separately, Field Installed | Note: | 5% | 10%
P18103 | 120-277VAC Button Photocell |  | 38 | 40
KH15GSZ | Aluminum House Side Shield, Bronze Powdercoat Finish, Includes Hardware | 1, 22 | 29 | 30
KH15WG | Wire Guard, Stainless Steel Construction, Includes Hardware. | 1, 22 | 18 | 19
Replacement Parts: | Ships Separately, Field Installed | Note: | 5% | 10%
KH15GL | Tempered Clear Flat Glass Lens |  | 30 | 32
KH15GLSS | SoftLED Flat Glass Lens | 21 | 18 | 19
Replacement Wall Plates: | Ships Separately, Field Installed | Note: | 5% | 10%
GNRMP3P | Round Wall Mount Plate, Powdercoat Finish | 1, 22 | 64 | 68
GNSMP3P | Square Oversized Wall Mount Plate, Powdercoat Finish. | 1, 22 | 102 | 108
Notes:
(1) Specify Color
(21) For "F" Option Only
(22) $150.00 Paint Set-up Fee for quantities under 5 pcs
(26) Includes Coupler, Reducer Fittings and 72" of wire for Arm-Feed-Through
(38) Last 2 digits of Gooseneck Arm Part number = length
LEDicated
1882 Lighting
Heron 6 Gooseneck
LED Model: | Description: | Note: | 5% | 10%
HRN6F22 | HRN6 Gooseneck Type F 22w | 1, 22, 26 | 403 | 428
HRN6F37 | HRN6 Gooseneck Type F 37w | 1, 22, 26 | 415 | 440
Ballast: | Factory Installed | Note: | 5% | 10%
U | 120-277v |  | NC | NC
Color Temp: | Factory Installed | Note: | 5% | 10%
4K | 4000K |  | NC | NC
5K | 5000K |  | NC | NC
Lens: | Factory Installed | Note: | 5% | 10%
C | Clear UV-Stabilized Polycarbonate Vandal-Resistant Lens |  | NC | NC
L | SoftLED LumaLens Opal UV-Stabilized Polycarbonate Vandal-Resistant Lens |  | 41 | 42
Color: | Factory Installed | Note: | 5% | 10%
P | Platinum (RAL9006) |  | NC | NC
B | Black (RAL9011) |  | NC | NC
R | Red (RAL3020) |  | NC | NC
W | White (RAL9016) |  | NC | NC
C | Custom Paint Color | 22 | 65 | 65
Mount: | Factory Installed | Note: | 5% | 10%
GNK | ½˝ NPS Knuckle with Fittings and 72˝ of Wire for Arm Feed Through to Wall Box. |  | NC | NC
Arms: | Ships Separately, Field Installed | Note: | 5% | 10%
GNA01336 | Classic Hook Arm, 36" Standard Length | 1, 22, 38 | 103 | 109
GNA02330 | Straight Arm, 30" Standard Length | 1, 22, 38 | 96 | 102
GNA03330 | Straight Offset Arm, 30" Standard Length | 1, 22, 38 | 105 | 112
GNA04330 | Straight Rise Arm, 30" Standard Length | 1, 22, 38 | 105 | 112
GNA05330 | Round Hook Arm, 30" Standard Length | 1, 22, 38 | 103 | 109
Arm Color: | Factory Installed | Note: | 5% | 10%
P | Platinum (RAL9006) |  | NC | NC
B | Black (RAL9011) |  | NC | NC
R | Red (RAL3020) |  | NC | NC
W | White (RAL9016) |  | NC | NC
C | Custom Paint Color | 22 | 25 | 25
Arm Mounting: | Ships Separately, Field Installed | Note: | 5% | 10%
R | Round Wall Mount | 1, 22 | 64 | 68
S | Square Oversized Wall Mount | 1, 22 | 102 | 108
N | No Wall Mount |  | NC | NC
Arm Mounting Color: | Factory Installed | Note: | 5% | 10%
P | Platinum (RAL9006) |  | NC | NC
B | Black (RAL9011) |  | NC | NC
R | Red (RAL3020) |  | NC | NC
W | White (RAL9016) |  | NC | NC
C | Custom Paint Color | 22 | 20 | 20
Replacement Parts: | Ships Separately, Field Installed | Note: | 5% | 10%
LV1ALL | SoftLED LumaLens Opal UV-Stabilized Polycarbonate Vandal-Resistant Lens |  | 29 | 30
Replacement Wall Plates: | Ships Separately, Field Installed | Note: | 5% | 10%
GNRMP3P | Round Wall Mount Plate, Powdercoat Finish | 1, 22 | 64 | 68
GNSMP3P | Square Oversized Wall Mount Plate, Powdercoat Finish. | 1, 22 | 102 | 108
Notes:
(1) Specify Color
(22) $150.00 Paint Set-up Fee for quantities under 5 pcs
(26) Includes Coupler, Reducer Fittings and 72" of wire for Arm-Feed-Through
(38) Last 2 digits of Gooseneck Arm Part number = length
LEDicated
1882 Lighting
Homestead 20 Post Top, Pendant, Wall Mount
LED Model: | Description: | Note: | 5% | 10%
HMS20Q*1X19 | EasyLED Homestead Post Top 19w |  | 448 | 475
HMS20Q*1X36 | EasyLED Homestead Post Top 36w |  | 500 | 532
HMS20Q*1X53 | EasyLED Homestead Post Top 53w |  | 512 | 544
HMS20Q*1X80 | EasyLED Homestead Post Top 80w |  | 595 | 632
HMSWS20Q*1X19 | EasyLED Homestead Wall Mount 19w |  | 624 | 663
HMSWS20Q*1X36 | EasyLED Homestead Wall Mount 36w |  | 677 | 719
HMSWS20Q*1X53 | EasyLED Homestead Wall Mount 53w |  | 689 | 732
HMSWS20Q*1X80 | EasyLED Homestead Wall Mount 80w |  | 770 | 818
HMSP20Q*1X19 | EasyLED Homestead Pendant Mount 19w |  | 512 | 544
HMSP20Q*1X36 | EasyLED Homestead Pendant Mount 36w |  | 565 | 600
HMSP20Q*1X53 | EasyLED Homestead Pendant Mount 53w |  | 577 | 613
HMSP20Q*1X80 | EasyLED Homestead Pendant Mount 80w |  | 659 | 700
*CCT: | Factory Installed | Note: | 5% | 10%
A | Type A Array (80w Only) |  | NC | NC
B | Type B Array |  | NC | NC
C | Type C Array |  | NC | NC
D | Type D Array |  | NC | NC
F | Type F Array |  | NC | NC
Ballast: | Factory Installed | Note: | 5% | 10%
U | 120-277v |  | NC | NC
H | 347-480v @ 19w, 36w Only |  | 35 | 37
H | 347-480v @ 53w Only |  | 88 | 93
Color Temp: | Factory Installed | Note: | 5% | 10%
3K | 3000K |  | NC | NC
4K | 4000K |  | NC | NC
5K | 5000K |  | NC | NC
Lens: | Factory Installed | Note: | 5% | 10%
O | Open Frame Full Cutoff Optics |  | NC | NC
L | SoftLED LumaLens Opal UV-Stabilized Polycarbonate Lens | 21 | 94 | 99
Color: | Factory Installed | Note: | 5% | 10%
B | Black |  | NC | NC
C | Custom Paint Color | 22 | 105 | 105
Options: | Factory Installed | Note: | 5% | 10%
SF | Single Fuse (120-277v Only) |  | 29 | 30
DF | Double Fuse (120-277v Only) |  | 58 | 62
SP | 120-277VAC 10KA Surge Suppressor |  | 25 | 27
SP2 | 120-277VAC 20KA Surge Suppressor |  | 49 | 52
SPH | 347-480VAC 10KA Surge Suppressor |  | 28 | 29
R3 | 3-Pin Twist Lock Photocell Receptacle |  | 32 | 33
R5 | 5-Pin Twist Lock Photocell Receptacle |  | 40 | 42
R7 | 7-Pin ANSI C136.41—2013 Twist Lock Photocell Receptacle |  | 43 | 45
S5 | Microwave Sensor with Dimming 120-277V Only. |  | 113 | 119
P2AB | PSRTN Tenon Adaptor, Black |  | 46 | 48
P2AC | PSRTN Tenon Adaptor, Custom Color (Consult Factory) |  | 66 | 68
BU | Battery Backup, 90 Minutes (19w, 36w, 53w Only) |  | 204 | 216
BUC | Cold Start Battery Backup, -20°C, 90 Minutes (120-277v Only) (19w, 36w, 53w Only) |  | 274 | 290
HS | Factory Installed House Side Shield |  | 26 | 27
Mounting Accessories: | Ships Separately, Field Installed | Note: | 5% | 10%
PSRTN | Retrofit Tenon Adaptor, Die Cast with Powdercoat Finish, Hardware Included. Converts a 2-3/8” x 4” Pole Tenon to a 2-7/8” x 3” Tenon |  | 36 | 38
Accessories: | Ships Separately, Field Installed | Note: | 5% | 10%
P18131 | Twist Lock Non-Shorting (Open) Cap Disconnects Service to Fixture for Temporary or Permanent Disabling (Fixture Always Off). IP65, 480V Maximum |  | 29 | 30
P18132 | Twist Lock Shorting Cap Provides Fixed Service to Fixture (Fixture Always on). IP65, Rated Load 7200w Tungsten |  | 13 | 14
P18140 | 110-120VAC Instant Twist Lock Photocell |  | 22 | 23
P18152 | 277VAC Time Delay Twist Lock Photocell |  | 22 | 23
P18156 | 120-277VAC Universal Twist Lock Photocell |  | 28 | 29
P18157 | 480VAC Twist Lock Photocell |  | 49 | 52
P17126 | Remote Programming Tool for P17125 |  | 80 | 85
Replacement Parts: | Ships Separately, Field Installed | Note: | 5% | 10%
HR20PCLL | SoftLED LumaLens Opal UV-Stabilized Polycarbonate Vandal-Resistant Lens | 21 | 82 | 87
PK3415Z | Pendant Mount Kit Includes Top & Bottom Cover, Brackets, ¾" Dia X 15" L Downrod, and Hardware. Powdercoat Finish |  | 42 | 44
P17125 | Internal Microwave Sensor with Dimming 120-277V Only. |  | 98 | 104
Notes:
(21) For "F" Option Only
(22) $150.00 Paint Set-up Fee for quantities under 5 pcs
Street & Area
1882 Lighting
Jupiter 1 Street & Area
LED Model: | Description: | Note: | 5% | 10%
JUP1 | Jupiter 1 LED Street & Area - 8" 10w, 15w, 20w, 30w |  | 1104 | 1173
JUP1 | Jupiter 1 LED Street & Area - 12" 40w, 50w, 60w, 70w |  | 1184 | 1258
JUP1 | Jupiter 1 LED Street & Area - 13" 80w, 90w, 105w, 120w, 135w |  | 1265 | 1344
Globe/Lens: | Ships Separately, Field Installed | Note: | 5% | 10%
NL | No Secondary Lens |  | NC | NC
LED Module: | Description: | Note: | 5% | 10%
10W27K | 10w 2700K |  | NC | NC
15W27K | 15w 2700K |  | NC | NC
20W27K | 20w 2700K |  | NC | NC
30W27K | 30w 2700K |  | NC | NC
40W27K | 40w 2700K |  | NC | NC
50W27K | 50w 2700K |  | NC | NC
60W27K | 60w 2700K |  | NC | NC
70W27K | 70w 2700K |  | NC | NC
80W27K | 80w 2700K |  | NC | NC
90W27K | 90w 2700K |  | NC | NC
105W27K | 105w 2700K |  | NC | NC
120W27K | 120w 2700K |  | NC | NC
135W27K | 135w 2700K |  | NC | NC
10W3K | 10w 3000K |  | NC | NC
15W3K | 15w 3000K |  | NC | NC
20W3K | 20w 3000K |  | NC | NC
30W3K | 30w 3000K |  | NC | NC
40W3K | 40w 3000K |  | NC | NC
50W3K | 50w 3000K |  | NC | NC
60W3K | 60w 3000K |  | NC | NC
70W3K | 70w 3000K |  | NC | NC
80W3K | 80w 3000K |  | NC | NC
90W3K | 90w 3000K |  | NC | NC
105W3K | 105w 3000K |  | NC | NC
120W3K | 120w 3000K |  | NC | NC
135W3K | 135w 3000K |  | NC | NC
10W4K | 10w 4000K |  | NC | NC
15W4K | 15w 4000K |  | NC | NC
20W4K | 20w 4000K |  | NC | NC
30W4K | 30w 4000K |  | NC | NC
40W4K | 40w 4000K |  | NC | NC
50W4K | 50w 4000K |  | NC | NC
60W4K | 60w 4000K |  | NC | NC
70W4K | 70w 4000K |  | NC | NC
80W4K | 80w 4000K |  | NC | NC
90W4K | 90w 4000K |  | NC | NC
105W4K | 105w 4000K |  | NC | NC
120W4K | 120w 4000K |  | NC | NC
135W4K | 135w 4000K |  | NC | NC
10W5K | 10w 5000K |  | NC | NC
15W5K | 15w 5000K |  | NC | NC
20W5K | 20w 5000K |  | NC | NC
30W5K | 30w 5000K |  | NC | NC
40W5K | 40w 5000K |  | NC | NC
50W5K | 50w 5000K |  | NC | NC
60W5K | 60w 5000K |  | NC | NC
70W5K | 70w 5000K |  | NC | NC
80W5K | 80w 5000K |  | NC | NC
90W5K | 90w 5000K |  | NC | NC
105W5K | 105w 5000K |  | NC | NC
120W5K | 120w 5000K |  | NC | NC
135W5K | 135w 5000K |  | NC | NC
Voltage: | Description: | Note: | 5% | 10%
U | 120-277v |  | NC | NC
H | 347-480v |  | 53 | 57
Distribution: | Description: | Note: | 5% | 10%
1 | Type I | 97 | NC | NC
2 | Type II |  | NC | NC
3 | Type III |  | NC | NC
4 | Type IV |  | NC | NC
5 | Type V |  | NC | NC
Mounting: | Description: | Note: | 5% | 10%
SM | Side Mount |  | NC | NC
Options: | Description: | Note: | 5% | 10%
N | None |  | NC | NC
PC | Button Eye Photo Control |  | 70 | 74
PCR3 | 3 Pin Twist-Lock Receptacle (photocell not included) |  | 65 | 69
PCR7 | 7 Pin Twist-Lock Receptacle (photocell not included) |  | 65 | 69
Finish: | Description: | Note: | 5% | 10%
BK | Black |  | NC | NC
BZ | Bronze |  | NC | NC
DBZ | Dark Bronze |  | NC | NC
WH | White |  | NC | NC
GR | Green |  | NC | NC
SM | Silver Metallic |  | NC | NC
GY | Light Gray |  | NC | NC
TBK | Textured Black |  | NC | NC
CC | Custom Color (Consult Factory) |  | Factory | Factory
Notes:
(97) 70w & Above Only
Pendant Mount
1882 Lighting
Jupiter 2 Pendant Mount
LED Model: | Description: | Note: | 5% | 10%
JUP2 | Jupiter 2 LED Pendant Mount - 8" 10w, 15w, 20w, 30w |  | 1135 | 1205
JUP2 | Jupiter 2 LED Pendant Mount - 12" 40w, 50w, 60w, 70w |  | 1216 | 1292
JUP2 | Jupiter 2 LED Pendant Mount - 13" 80w, 90w, 105w, 120w, 135w |  | 1299 | 1380
Globe/Lens: | Ships Separately, Field Installed | Note: | 5% | 10%
NL | No Secondary Lens |  | NC | NC
LED Module: | Description: | Note: | 5% | 10%
10W27K | 10w 2700K |  | NC | NC
15W27K | 15w 2700K |  | NC | NC
20W27K | 20w 2700K |  | NC | NC
30W27K | 30w 2700K |  | NC | NC
40W27K | 40w 2700K |  | NC | NC
50W27K | 50w 2700K |  | NC | NC
60W27K | 60w 2700K |  | NC | NC
70W27K | 70w 2700K |  | NC | NC
80W27K | 80w 2700K |  | NC | NC
90W27K | 90w 2700K |  | NC | NC
105W27K | 105w 2700K |  | NC | NC
120W27K | 120w 2700K |  | NC | NC
135W27K | 135w 2700K |  | NC | NC
10W3K | 10w 3000K |  | NC | NC
15W3K | 15w 3000K |  | NC | NC
20W3K | 20w 3000K |  | NC | NC
30W3K | 30w 3000K |  | NC | NC
40W3K | 40w 3000K |  | NC | NC
50W3K | 50w 3000K |  | NC | NC
60W3K | 60w 3000K |  | NC | NC
70W3K | 70w 3000K |  | NC | NC
80W3K | 80w 3000K |  | NC | NC
90W3K | 90w 3000K |  | NC | NC
105W3K | 105w 3000K |  | NC | NC
120W3K | 120w 3000K |  | NC | NC
135W3K | 135w 3000K |  | NC | NC
10W4K | 10w 4000K |  | NC | NC
15W4K | 15w 4000K |  | NC | NC
20W4K | 20w 4000K |  | NC | NC
30W4K | 30w 4000K |  | NC | NC
40W4K | 40w 4000K |  | NC | NC
50W4K | 50w 4000K |  | NC | NC
60W4K | 60w 4000K |  | NC | NC
70W4K | 70w 4000K |  | NC | NC
80W4K | 80w 4000K |  | NC | NC
90W4K | 90w 4000K |  | NC | NC
105W4K | 105w 4000K |  | NC | NC
120W4K | 120w 4000K |  | NC | NC
135W4K | 135w 4000K |  | NC | NC
10W5K | 10w 5000K |  | NC | NC
15W5K | 15w 5000K |  | NC | NC
20W5K | 20w 5000K |  | NC | NC
30W5K | 30w 5000K |  | NC | NC
40W5K | 40w 5000K |  | NC | NC
50W5K | 50w 5000K |  | NC | NC
60W5K | 60w 5000K |  | NC | NC
70W5K | 70w 5000K |  | NC | NC
80W5K | 80w 5000K |  | NC | NC
90W5K | 90w 5000K |  | NC | NC
105W5K | 105w 5000K |  | NC | NC
120W5K | 120w 5000K |  | NC | NC
135W5K | 135w 5000K |  | NC | NC
Voltage: | Description: | Note: | 5% | 10%
U | 120-277v |  | NC | NC
H | 347-480v |  | 53 | 57
Distribution: | Description: | Note: | 5% | 10%
1 | Type I | 97 | NC | NC
2 | Type II |  | NC | NC
3 | Type III |  | NC | NC
4 | Type IV |  | NC | NC
5 | Type V |  | NC | NC
Mounting: | Description: | Note: | 5% | 10%
PEN | Pendant Mount |  | NC | NC
Options: | Description: | Note: | 5% | 10%
N | None |  | NC | NC
PC | Button Eye Photo Control |  | 71 | 75
Finish: | Description: | Note: | 5% | 10%
BK | Black |  | NC | NC
BZ | Bronze |  | NC | NC
DBZ | Dark Bronze |  | NC | NC
WH | White |  | NC | NC
GR | Green |  | NC | NC
SM | Silver Metallic |  | NC | NC
GY | Light Gray |  | NC | NC
TBK | Textured Black |  | NC | NC
CC | Custom Color (Consult Factory) |  | Factory | Factory
Notes:
(97) 70w & Above Only
LEDicated
1882 Lighting
Keystone 35 Area, Wall and Flood Light
LED Model: | Description: | Note: | 5% | 10%
KEY35Q*1X174 | 16” Area, Flood and Wall Light *(Type A, B, C, D) 174w |  | 512 | 538
KEY35Q*1X262 | 16” Area, Flood and Wall Light *(Type A, B, C, D) 262w |  | 654 | 687
KEY35QF1X174 | 16” Area, Flood and Wall Light Type F 174w |  | 512 | 538
KEY35QF1X262 | 16” Area, Flood and Wall Light Type F 262w |  | 654 | 687
KEY35QI1X174 | 16” Area, Flood and Wall Light Narrow Beam (30°) 174w | 56 | 536 | 563
KEY35QI1X262 | 16” Area, Flood and Wall Light Narrow Beam (30°) 262w | 56 | 678 | 712
Ballast: | Factory Installed | Note: | 5% | 10%
U | 120-277v |  | NC | NC
H | 347-480v @ 174w |  | 111 | 117
H | 347-480v @ 174w Type D |  | 135 | 143
H | 347-480v @ 262w |  | 100 | 106
Color Temp: | Factory Installed | Note: | 5% | 10%
3K | 3000K (Type F Only) |  | NC | NC
4K | 4000K |  | NC | NC
5K | 5000K |  | NC | NC
Lens: | Factory Installed | Note: | 5% | 10%
C | Clear Flat Glass Lens |  | NC | NC
Color: | Factory Installed | Note: | 5% | 10%
Z | Bronze |  | NC | NC
C | Custom Paint Color | 22 | 100 | 100
Mounting: | Factory Installed | Note: | 5% | 10%
BR | Two-Piece Swivel Bracket, Stamped, Powdercoat Finish | 5, 19, 22 | NC | NC
LY | Yoke, Stamped Heavy-Duty Steel, Powdercoat Finish | 11, 19, 22 | NC | NC
MA | Pole Mounting Arm Adaptor, Fits 2⅜" Arm, Includes Hardware | 9, 22 | NC | NC
SF | External Mount Slipfitter, Die Cast with Hardware & Angle Indicator | 6, 22 | NC | NC
WM | Wall Bracket, Heavy-Duty Stamped Steel, Powdercoat Finish, Includes Hardware | 5, 22 | NC | NC
NM | No Mount |  | NC | NC
Options: | Factory Installed | Note: | 5% | 10%
SF | Single Fuse (120-277v Only) |  | 29 | 30
DF | Double Fuse (120-277v Only) |  | 58 | 62
SP | 120-277VAC 10KA Surge Suppressor |  | 25 | 27
SP2 | 120-277VAC 20KA Surge Suppressor |  | 49 | 52
SPH | 347-480VAC 10KA Surge Suppressor |  | 28 | 29
R3 | 3-Pin Twist Lock Photocell Receptacle |  | 32 | 33
R5 | 5-Pin Twist Lock Photocell Receptacle |  | 40 | 42
R7 | 7-Pin ANSI C136.41—2013 Twist Lock Photocell Receptacle |  | 43 | 45
Mounting Accessories: | Ships Separately, Field Installed | Note: | 5% | 10%
FLEM6 | 6˝ Aluminum Extruded Mounting Arm, Powdercoat Finish, Gasket & Hardware | 2, 5, 22 | 32 | 34
FLEM10 | 10˝ Aluminum Extruded Mounting Arm, Powdercoat Finish, Gasket & Hardware | 2, 5, 22 | 44 | 47
FLEM12 | 12˝ Aluminum Extruded Mounting Arm, Powdercoat Finish, Gasket & Hardware | 2, 5, 22 | 49 | 52
FLEMWM | Heavy-duty Steel Wall Bracket for FLEM Mounting Arms, Powdercoat Finish. | 1, 22 | 77 | 82
PTASUNV | Square Pole Tenon Adaptor Allows Installation of up to 4 Fixtures, Fits 2-3/8˝ Diameter Vertical Tenon, Powdercoat Finish. Use with FLEMs. | 1, 22 | 65 | 69
PTSB1SZ | Single Pole Tenon Spoke Bracket, 2⅜″ Horizontal Mounting Arm, Bronze Powdercoat Finish, Includes Hardware |  | 179 | 190
PTSB2180SZ | Twin Pole Tenon Spoke Bracket, 2⅜″ Horizontal 180° Mounting Arms, Bronze Powdercoat Finish, Includes Hardware |  | 278 | 295
PTSB290SZ | Twin Pole Tenon Spoke Bracket, 2⅜″ Horizontal 90° Mounting Arms, Bronze Powdercoat Finish, Includes Hardware |  | 278 | 295
PTSB3120SZ | Triple Pole Tenon Spoke Bracket, 2⅜″ Horizontal 120° Mounting Arms, Bronze Powdercoat Finish, Includes Hardware | 4 | 412 | 438
PTSB390SZ | Triple Pole Tenon Spoke Bracket, 2⅜″ Horizontal 90° Mounting Arms, Bronze Powdercoat Finish, Includes Hardware | 4 | 413 | 439
PTSB490SZ | Quad Pole Tenon Spoke Bracket, 2⅜″ Horizontal 90° Mounting Arms, Bronze Powdercoat Finish, Includes Hardware | 4 | 503 | 534
Accessories: | Ships Separately, Field Installed | Note: | 5% | 10%
AL35GSZ | Aluminum Glare/House Side Shield, Bronze Powdercoat Finish, Includes Hardware. | 1, 22 | 71 | 75
AL35WG | Wire Guard, Stainless Steel Construction, Includes Hardware. | 1, 22 | TBD | TBD
P18131 | Twist Lock Non-Shorting (Open) Cap Disconnects Service to Fixture for Temporary or Permanent Disabling (Fixture Always Off). IP65, 480V Maximum |  | 29 | 30
P18132 | Twist Lock Shorting Cap Provides Fixed Service to Fixture (Fixture Always on). IP65, Rated Load 7200w Tungsten |  | 13 | 14
P18140 | 110-120VAC Instant Twist Lock Photocell | 3 | 22 | 23
P18152 | 277VAC Time Delay Twist Lock Photocell | 3 | 22 | 23
P18156 | 120-277VAC Universal Twist Lock Photocell |  | 28 | 29
P18157 | 480VAC Twist Lock Photocell |  | 49 | 52
Replacement Parts: | Ships Separately, Field Installed | Note: | 5% | 10%
AL35GL | Tempered Clear Flat Glass Lens |  | 25 | 27
ALMAAZ | Die-Cast Adaptor for 2⅜" Horizontal Mounting Arms, Bronze Powdercoat Finish, Includes Hardware | 9, 22 | 49 | 52
AL35YZ | Stamped Heavy-Duty Steel Yoke, Powdercoat Finish, Includes Hardware | 11, 22 | 69 | 73
FL73BRZ | Two-Piece Stamped Steel Adjustable Bracket, Bronze Powdercoat Finish, Includes Hardware | 5, 22 | 32 | 34
FL73SFXZ | External Mount Die-Cast Adjustable Slipfitter for 2⅜" Tenons, Bronze Powdercoat Finish, Includes Hardware | 6, 22 | 64 | 68
WBR2Z | Wall Bracket, Heavy-Duty Stamped Steel, Powdercoat Finish, Includes Hardware | 5, 22 | 42 | 44
Notes:
(1) Specify Color
(2) Specify Mounting: R=Round Pole, AS=15° Angled Arm for Square Poles, AR=15° Angled Arm for Round Poles. Round Arms Fit 4" Diameter Poles
(3) Photocell option not available with Wall Mount configuration
(4) Special order item. Contact Sales or Customer Service Representative
(5) Custom Color Fee: $25.00
(6) Custom Color Fee: $25.00
(9) Custom Color Fee: $25.00
(11) Custom Color Fee: $25.00
(19) CPCS164B and CPLT1 included when using Bracket or Large Yoke
(22) $150.00 Paint Set-up Fee for quantities under 5 pcs
(56) 4000K Only
LEDicated
1882 Lighting
Keystone 55 Area and Flood Light
LED Model: | Description: | Note: | 5% | 10%
KEY55Q*2X174 | Keystone Powerbolt Area & Flood *(Type A, B, C, D) 348w |  | 1194 | 1254
KEY55Q*2X262 | Keystone Powerbolt Area & Flood *(Type A, B, C, D) 524w |  | 1478 | 1552
KEY55QF2X174 | Keystone Powerbolt Area & Flood Type F 348w |  | 1194 | 1254
KEY55QF2X262 | Keystone Powerbolt Area & Flood Type F 524w |  | 1478 | 1552
KEY55QI2X174 | Keystone Powerbolt Area & Flood Narrow Beam (30°) 348w | 56 | 1504 | 1580
KEY55QI2X262 | Keystone Powerbolt Area & Flood Narrow Beam (30°) 524w | 56 | 1862 | 1956
Ballast: | Factory Installed | Note: | 5% | 10%
U | 120-277v |  | NC | NC
H | 347-480v @ 348w |  | 222 | 234
H | 347-480v @ 524w |  | 200 | 212
Color Temp: | Factory Installed | Note: | 5% | 10%
4K | 4000K |  | NC | NC
5K | 5000K |  | NC | NC
Lens: | Factory Installed | Note: | 5% | 10%
C | Clear Flat Glass Lens |  | NC | NC
Color: | Factory Installed | Note: | 5% | 10%
Z | Bronze |  | NC | NC
C | Custom Paint Color | 22 | 165 | 165
Mounting: | Factory Installed | Note: | 5% | 10%
SF | External Mount Slipfitter, Die Cast with Hardware & Angle Indicator | 6, 22 | NC | NC
Options: | Factory Installed | Note: | 5% | 10%
SF | Single Fuse (120-277v Only) |  | 29 | 30
DF | Double Fuse (120-277v Only) |  | 58 | 62
SP | 120-277VAC 10KA Surge Suppressor |  | 25 | 27
SP2 | 120-277VAC 20KA Surge Suppressor |  | 49 | 52
SPH | 347-480VAC 10KA Surge Suppressor |  | 28 | 29
R3 | 3-Pin Twist Lock Photocell Receptacle |  | 32 | 33
R5 | 5-Pin Twist Lock Photocell Receptacle |  | 40 | 42
R7 | 7-Pin ANSI C136.41—2013 Twist Lock Photocell Receptacle |  | 43 | 45
Accessories: | Ships Separately, Field Installed | Note: | 5% | 10%
AL35GSZ | Aluminum Glare/House Side Shield, Bronze Powdercoat Finish, Includes Hardware. | 23 | 71 | 75
AL73WG | Aluminum Glare/House Side Shield, Bronze Powdercoat Finish, Includes Hardware. KEY55 Requires Two. | 23 | 37 | 39
P18131 | Twist Lock Non-Shorting (Open) Cap Disconnects Service to Fixture for Temporary or Permanent Disabling (Fixture Always Off). IP65, 480V Maximum |  | 29 | 30
P18132 | Twist Lock Shorting Cap Provides Fixed Service to Fixture (Fixture Always on). IP65, Rated Load 7200w Tungsten |  | 13 | 14
P18140 | 110-120VAC Instant Twist Lock Photocell | 3 | 22 | 23
P18152 | 277VAC Time Delay Twist Lock Photocell | 3 | 22 | 23
P18156 | 120-277VAC Universal Twist Lock Photocell |  | 28 | 29
P18157 | 480VAC Twist Lock Photocell |  | 49 | 52
Replacement Parts: | Ships Separately, Field Installed | Note: | 5% | 10%
AL35GL | Tempered Clear Flat Glass Lens. |  | 25 | 27
FL90SFX | External Mount Die-Cast Adjustable Slipfitter for 2⅜″ Tenons, Bronze Powdercoat Finish, Includes Hardware |  | 93 | 99
Notes:
(3) Photocell option not available with Wall Mount configuration.
(6) Custom Color Fee: $25.00
(22) $150.00 Paint Set-up Fee for quantities under 5 pcs
(23) Requires 2 units
(56) 4000K Only
LEDicated
1882 Lighting
LF2 Linear Flood Flood Lighting
LED Model: | Description: | Note: | 5% | 10%
LF2QF1X23 | 2´ Linear Flood Light Type F 23w | 1, 22 | 285 | 303
Ballast: | Factory Installed | Note: | 5% | 10%
U | 120-277v |  | NC | NC
Color Temp: | Factory Installed | Note: | 5% | 10%
5K | 5000K |  | NC | NC
Lens: | Factory Installed | Note: | 5% | 10%
C | Clear Flat Glass Lens |  | NC | NC
Color: | Factory Installed | Note: | 5% | 10%
Z | Bronze |  | NC | NC
W | White |  | NC | NC
Mounting: | Factory Installed | Note: | 5% | 10%
KN | 2' Knuckle Mount |  | NC | NC
BR | 2' Bracket Mount (White Only) |  | NC | NC
Options: | Factory Installed | Note: | 5% | 10%
SF | Single Fuse (120-277v Only) |  | 29 | 30
DF | Double Fuse (120-277v Only) |  | 58 | 62
SP | 120-277VAC 10KA Surge Suppressor |  | 25 | 27
SP2 | 120-277VAC 20KA Surge Suppressor |  | 49 | 52
Mounting Accessories: | Ships Separately, Field Installed | Note: | 5% | 10%
FLSTK | Heavy-Duty Ground Stake with ½" NPS Threaded Hub. Built-In Wiring Compartment with ½" Coin Plugs. Black Molded Plastic. Use for Line Voltage Applications. 19" Tall with 9" Wide Stabilizer. |  | 38 | 40
Notes:
(1) Specify Color
Post Top
1882 Lighting
London 1 Post Top
LED Model: | Description: | Note: | 5% | 10%
LON1 | London 1 Post Top LED Luminaire - 8" 40w, 50w, 60w |  | 1620 | 1722
LON1 | London 1 Post Top LED Luminaire - 12" 70w, 80w, 90w |  | 1869 | 1985
Globe/Lens: | Description: | Note: | 5% | 10%
CA | Clear Acrylic |  | NC | NC
CP | Clear Polycarbonate |  | 60 | 64
FA | Frosted Acrylic |  | 60 | 64
FP | Frosted Polycarbonate |  | 60 | 64
TG | Clear Flat Tempered Glass |  | 60 | 64
FG | Frosted Flat Tempered Glass |  | 60 | 64
WA | Opal White Acrylic |  | 60 | 64
PA | Pattern Acrylic |  | 60 | 64
Capital: | Description: | Note: | 5% | 10%
C2 | PLC2 |  | NC | NC
C6 | PLC6 |  | NC | NC
C10 | PLC10 |  | 176 | 187
LED Module: | Description: | Note: | 5% | 10%
40W27K | 40w 2700K |  | NC | NC
50W27K | 50w 2700K |  | NC | NC
60W27K | 60w 2700K |  | NC | NC
70W27K | 70w 2700K |  | NC | NC
80W27K | 80w 2700K |  | NC | NC
90W27K | 90w 2700K |  | NC | NC
40W3K | 40w 3000K |  | NC | NC
50W3K | 50w 3000K |  | NC | NC
60W3K | 60w 3000K |  | NC | NC
70W3K | 70w 3000K |  | NC | NC
80W3K | 80w 3000K |  | NC | NC
90W3K | 90w 3000K |  | NC | NC
40W4K | 40w 4000K |  | NC | NC
50W4K | 50w 4000K |  | NC | NC
60W4K | 60w 4000K |  | NC | NC
70W4K | 70w 4000K |  | NC | NC
80W4K | 80w 4000K |  | NC | NC
90W4K | 90w 4000K |  | NC | NC
40W5K | 40w 5000K |  | NC | NC
50W5K | 50w 5000K |  | NC | NC
60W5K | 60w 5000K |  | NC | NC
70W5K | 70w 5000K |  | NC | NC
80W5K | 80w 5000K |  | NC | NC
90W5K | 90w 5000K |  | NC | NC
Voltage: | Description: | Note: | 5% | 10%
U | 120-277v |  | NC | NC
H | 347-480v |  | 53 | 57
Distribution: | Description: | Note: | 5% | 10%
1 | Type I | 97 | NC | NC
2 | Type II |  | NC | NC
3 | Type III |  | NC | NC
4 | Type IV |  | NC | NC
5 | Type V |  | NC | NC
Mounting: | Description: | Note: | 5% | 10%
N | Post Mount (Standard) |  | NC | NC
PEN | Pendant Mount |  | 236 | 250
WM | Wall Mount |  | 236 | 250
Finial: | Description: | Note: | 5% | 10%
B | GF2 (Standard) |  | NC | NC
C | GF3 |  | 60 | 64
D | GF4 |  | 60 | 64
H | GF8 |  | 60 | 64
I | GF9 |  | 60 | 64
J | GF10 |  | 60 | 64
K | GF12 |  | 60 | 64
O | GF17 |  | 60 | 64
P | GF18 |  | 60 | 64
V | GF24 |  | 60 | 64
N | None |  | NC | NC
Options: | Description: | Note: | 5% | 10%
PC | Button Eye Photo Control |  | 71 | 75
H | House Side Shield |  | 83 | 88
CRW | Crown Roof Option/Per Fixture |  | 353 | 375
TUR | udor Spikes/Per Fixture |  | 353 | 375
PCR3 | 3 Pin Twist Lock Receptacle (Photocell Not Included) | 92 | 63 | 67
PCR7 | 7 Pin Twist Lock Receptacle (Photocell Not Included) | 92 | 63 | 67
N | None |  | NC | NC
Finish: | Description: | Note: | 5% | 10%
BK | Black |  | NC | NC
BZ | Bronze |  | NC | NC
DBZ | Dark Bronze |  | NC | NC
WH | White |  | NC | NC
GR | Green |  | NC | NC
SM | Silver Metallic |  | NC | NC
GY | Light Gray |  | NC | NC
TBK | Textured Black |  | NC | NC
CC | Custom Color (Consult Factory) |  | Factory | Factory
Notes:
(92) C10 Capital Only
(97) 70w & Above Only
Post Top
1882 Lighting
London 2 Post Top
LED Model: | Description: | Note: | 5% | 10%
LON2 | London 2 Post Top LED Luminaire - 8" 40w, 50w, 60w |  | 1404 | 1492
LON2 | London 2 Post Top LED Luminaire - 12" 70w, 80w, 90w |  | 1573 | 1672
Globe/Lens: | Description: | Note: | 5% | 10%
CA | Clear Acrylic |  | NC | NC
CP | Clear Polycarbonate |  | 57 | 60
FP | Frosted Polycarbonate |  | 57 | 60
TG | Clear Flat Tempered Glass |  | 57 | 60
FG | Frosted Flat Tempered Glass |  | 57 | 60
WA | Opal White Acrylic |  | 57 | 60
PA | Pattern Acrylic |  | 57 | 60
Capital: | Description: | Note: | 5% | 10%
C10 | PLC10 |  | NC | NC
LED Module: | Description: | Note: | 5% | 10%
40W27K | 40w 2700K |  | NC | NC
50W27K | 50w 2700K |  | NC | NC
60W27K | 60w 2700K |  | NC | NC
70W27K | 70w 2700K |  | NC | NC
80W27K | 80w 2700K |  | NC | NC
90W27K | 90w 2700K |  | NC | NC
40W3K | 40w 3000K |  | NC | NC
50W3K | 50w 3000K |  | NC | NC
60W3K | 60w 3000K |  | NC | NC
70W3K | 70w 3000K |  | NC | NC
80W3K | 80w 3000K |  | NC | NC
90W3K | 90w 3000K |  | NC | NC
40W4K | 40w 4000K |  | NC | NC
50W4K | 50w 4000K |  | NC | NC
60W4K | 60w 4000K |  | NC | NC
70W4K | 70w 4000K |  | NC | NC
80W4K | 80w 4000K |  | NC | NC
90W4K | 90w 4000K |  | NC | NC
40W5K | 40w 5000K |  | NC | NC
50W5K | 50w 5000K |  | NC | NC
60W5K | 60w 5000K |  | NC | NC
70W5K | 70w 5000K |  | NC | NC
80W5K | 80w 5000K |  | NC | NC
90W5K | 90w 5000K |  | NC | NC
Voltage: | Description: | Note: | 5% | 10%
U | 120-277v |  | NC | NC
H | 347-480v |  | 53 | 57
Distribution: | Description: | Note: | 5% | 10%
1 | Type I | 97 | NC | NC
2 | Type II |  | NC | NC
3 | Type III |  | NC | NC
4 | Type IV |  | NC | NC
5 | Type V |  | NC | NC
Mounting: | Description: | Note: | 5% | 10%
N | Post Mount (Standard) |  | NC | NC
PEN | Pendant Mount |  | 225 | 239
WM | Wall Mount |  | 225 | 239
Finial: | Description: | Note: | 5% | 10%
B | GF2 |  | 58 | 62
C | GF3 |  | 58 | 62
D | GF4 |  | 58 | 62
F | GF6 |  | 58 | 62
H | GF8 (Standard) |  | NC | NC
I | GF9 |  | 58 | 62
J | GF10 |  | 58 | 62
K | GF12 |  | 58 | 62
O | GF17 |  | 58 | 62
P | GF18 |  | 58 | 62
V | GF24 |  | 58 | 62
N | None |  | NC | NC
Options: | Description: | Note: | 5% | 10%
PC | Button Eye Photo Control |  | 69 | 73
H | House Side Shield |  | 80 | 85
PCR3 | 3 Pin Twist Lock Receptacle (Photocell Not Included) | 92 | 60 | 64
PCR7 | 7 Pin Twist Lock Receptacle (Photocell Not Included) | 92 | 60 | 64
N | None |  | NC | NC
Finish: | Description: | Note: | 5% | 10%
BK | Black |  | NC | NC
BZ | Bronze |  | NC | NC
DBZ | Dark Bronze |  | NC | NC
WH | White |  | NC | NC
GR | Green |  | NC | NC
SM | Silver Metallic |  | NC | NC
GY | Light Gray |  | NC | NC
TBK | Textured Black |  | NC | NC
CC | Custom Color (Consult Factory) |  | Factory | Factory
Notes:
(92) C10 Capital Only
(97) 70w & Above Only
Pendant Mount
1882 Lighting
Lucia 1 Pendant Mount
LED Model: | Description: | Note: | 5% | 10%
LUC1 | Lucia 1 LED Pendant Mount - 8" 40w, 50w, 60w |  | 1704 | 1810
LUC1 | Lucia 1 LED Pendant Mount - 12" 70w, 80w, 90w |  | 1878 | 1995
Globe/Lens: | Description: | Note: | 5% | 10%
CA | Clear Acrylic |  | NC | NC
CP | Clear Polycarbonate |  | 118 | 125
N | No Secondary Lens |  | NC | NC
Spinning: | Description: | Note: | 5% | 10%
PM2 | Double Shade (Standard) |  | NC | NC
PM1 | Single Shade |  | -29 | -30
LED Module: | Description: | Note: | 5% | 10%
40W27K | 40w 2700K |  | NC | NC
50W27K | 50w 2700K |  | NC | NC
60W27K | 60w 2700K |  | NC | NC
70W27K | 70w 2700K |  | NC | NC
80W27K | 80w 2700K |  | NC | NC
90W27K | 90w 2700K |  | NC | NC
40W3K | 40w 3000K |  | NC | NC
50W3K | 50w 3000K |  | NC | NC
60W3K | 60w 3000K |  | NC | NC
70W3K | 70w 3000K |  | NC | NC
80W3K | 80w 3000K |  | NC | NC
90W3K | 90w 3000K |  | NC | NC
40W4K | 40w 4000K |  | NC | NC
50W4K | 50w 4000K |  | NC | NC
60W4K | 60w 4000K |  | NC | NC
70W4K | 70w 4000K |  | NC | NC
80W4K | 80w 4000K |  | NC | NC
90W4K | 90w 4000K |  | NC | NC
40W5K | 40w 5000K |  | NC | NC
50W5K | 50w 5000K |  | NC | NC
60W5K | 60w 5000K |  | NC | NC
70W5K | 70w 5000K |  | NC | NC
80W5K | 80w 5000K |  | NC | NC
90W5K | 90w 5000K |  | NC | NC
Voltage: | Description: | Note: | 5% | 10%
U | 120-277v |  | NC | NC
H | 347-480v |  | 53 | 57
Distribution: | Description: | Note: | 5% | 10%
1 | Type I | 97 | NC | NC
2 | Type II |  | NC | NC
3 | Type III |  | NC | NC
4 | Type IV |  | NC | NC
5 | Type V |  | NC | NC
Mounting: | Description: | Note: | 5% | 10%
PEN | Pendant Mount |  | NC | NC
Options: | Description: | Note: | 5% | 10%
N | None |  | NC | NC
PC | Button Eye Photo Control |  | 65 | 69
Finish: | Description: | Note: | 5% | 10%
BK | Black |  | NC | NC
BZ | Bronze |  | NC | NC
DBZ | Dark Bronze |  | NC | NC
WH | White |  | NC | NC
GR | Green |  | NC | NC
SM | Silver Metallic |  | NC | NC
GY | Light Gray |  | NC | NC
TBK | Textured Black |  | NC | NC
CC | Custom Color (Consult Factory) |  | Factory | Factory
Notes:
(97) 70w & Above Only
Pendant Mount
1882 Lighting
Magnolia Pendant Mount
LED Model: | Description: | Note: | 5% | 10%
MAGN | Lucia 1 LED Pendant Mount - 8" 40w, 50w, 60w |  | 1172 | 1245
MAGN | Lucia 1 LED Pendant Mount - 12" 70w, 80w, 90w |  | 1251 | 1329
MAGN | Lucia 1 LED Pendant Mount - 13" 105w, 120w, 134w |  | 1331 | 1414
Globe/Lens: | Description: | Note: | 5% | 10%
N | No Secondary Lens |  | NC | NC
LED Module: | Description: | Note: | 5% | 10%
40W3K | 40w 3000K |  | NC | NC
50W3K | 50w 3000K |  | NC | NC
60W3K | 60w 3000K |  | NC | NC
70W3K | 70w 3000K |  | NC | NC
80W3K | 80w 3000K |  | NC | NC
90W3K | 90w 3000K |  | NC | NC
105W3K | 105w 3000K |  | NC | NC
120W3K | 120w 3000K |  | NC | NC
135W3K | 135w 3000K |  | NC | NC
40W4K | 40w 4000K |  | NC | NC
50W4K | 50w 4000K |  | NC | NC
60W4K | 60w 4000K |  | NC | NC
70W4K | 70w 4000K |  | NC | NC
80W4K | 80w 4000K |  | NC | NC
90W4K | 90w 4000K |  | NC | NC
105W4K | 105w 4000K |  | NC | NC
120W4K | 120w 4000K |  | NC | NC
135W4K | 135w 4000K |  | NC | NC
40W5K | 40w 5000K |  | NC | NC
50W5K | 50w 5000K |  | NC | NC
60W5K | 60w 5000K |  | NC | NC
70W5K | 70w 5000K |  | NC | NC
80W5K | 80w 5000K |  | NC | NC
90W5K | 90w 5000K |  | NC | NC
105W5K | 105w 5000K |  | NC | NC
120W5K | 120w 5000K |  | NC | NC
135W5K | 135w 5000K |  | NC | NC
Voltage: | Description: | Note: | 5% | 10%
U | 120-277v |  | NC | NC
H | 347-480v |  | 48 | 50
Distribution: | Description: | Note: | 5% | 10%
2 | Type II |  | NC | NC
3 | Type III |  | NC | NC
4 | Type IV |  | NC | NC
5 | Type V |  | NC | NC
Options: | Description: | Note: | 5% | 10%
FS | Fuse, Single |  | 40 | 43
H | House Side Shield |  | 77 | 82
PCR3 | 3 Pin Twist Lock Recep (photo cell not included) |  | 63 | 67
PCR7 | 7 Pin Twist Lock Recep (photo cell not included) |  | 63 | 67
N | None |  | NC | NC
Finish: | Description: | Note: | 5% | 10%
BK | Black |  | NC | NC
BZ | Bronze |  | NC | NC
DBZ | Dark Bronze |  | NC | NC
WH | White |  | NC | NC
GR | Green |  | NC | NC
SM | Silver Metallic |  | NC | NC
GY | Light Gray |  | NC | NC
TBK | Textured Black |  | NC | NC
CC | Custom Color (Consult Factory) |  | Factory | Factory
Notes:
LegacyLED
1882 Lighting
MAL 50 Square Shoebox
LED Model: | Description: | Note: | 5% | 10%
MAL50Q*1X56 | 12˝ Square Shoebox *(Type C, F) 56w |  | 239 | 254
Ballast: | Factory Installed | Note: | 5% | 10%
U | 120-277v |  | NC | NC
H | 347-480v |  | 88 | 93
Color Temp: | Factory Installed | Note: | 5% | 10%
5K | 5000K |  | NC | NC
Lens: | Factory Installed | Note: | 5% | 10%
C | Tempered Clear Flat Glass Lens |  | NC | NC
P | Tempered Clear Flat Prismatic Glass Lens | 21 | 37 | 39
Color: | Factory Installed | Note: | 5% | 10%
Z | Bronze |  | NC | NC
C | Custom Paint Color | 22 | 75 | 75
Mounting: | Factory Installed | Note: | 5% | 10%
BR | Two-Piece Swivel Bracket, Stamped, Powdercoat Finish | 5, 22 | 44 | 46
EM6 | 6˝ Aluminum Extruded Mounting Arm, Powdercoat Finish, Gasket & Hardware | 2, 5, 22 | 44 | 46
EM10 | 10˝ Aluminum Extruded Mounting Arm, Powdercoat Finish, Gasket & Hardware | 2, 5, 22 | 56 | 59
EM12 | 12˝ Aluminum Extruded Mounting Arm, Powdercoat Finish, Gasket & Hardware | 2, 5, 22 | 61 | 64
SF | External Mount Slipfitter, Die Cast with Hardware & Angle Indicator | 6, 22 | 76 | 80
Options: | Factory Installed | Note: | 5% | 10%
SF | Single Fuse (120-277v Only) |  | 29 | 30
DF | Double Fuse (120-277v Only) |  | 58 | 62
SP | 120-277VAC 10KA Surge Suppressor |  | 25 | 27
SP2 | 120-277VAC 20KA Surge Suppressor |  | 49 | 52
SPH | 347-480VAC 10KA Surge Suppressor |  | 28 | 29
R3 | 3-Pin Twist Lock Photocell Receptacle |  | 32 | 33
R5 | 5-Pin Twist Lock Photocell Receptacle |  | 40 | 42
R7 | 7-Pin ANSI C136.41—2013 Twist Lock Photocell Receptacle |  | 43 | 45
Mounting Accessories: | Ships Separately, Field Installed | Note: | 5% | 10%
PTASUNV | Square Pole Tenon Adaptor Allows Installation of up to 4 Fixtures, Fits 23/8˝ Diameter Vertical Tenon, Powdercoat Finish. Use with FLEMs. |  | 65 | 69
FLEMWM | Heavy-duty Steel Wall Bracket for FLEM Mounting Arms, Bronze Powdercoat Finish. |  | 77 | 82
Accessories: | Ships Separately, Field Installed | Note: | 5% | 10%
P18131 | Twist Lock Non-Shorting (Open) Cap Disconnects Service to Fixture for Temporary or Permanent Disabling (Fixture Always Off). IP65, 480V Maximum |  | 29 | 30
P18132 | Twist Lock Shorting Cap Provides Fixed Service to Fixture (Fixture Always on). IP65, Rated Load 7200w Tungsten |  | 13 | 14
P18140 | 110-120VAC Instant Twist Lock Photocell | 3 | 22 | 23
P18152 | 277VAC Time Delay Twist Lock Photocell | 3 | 22 | 23
P18156 | 120-277VAC Universal Twist Lock Photocell |  | 28 | 29
FL50GSZ | Glare Shield, Aluminum, Powdercoat Finish, can be reverse mounted as a back cutoff |  | 42 | 44
Accessories: | Ships Separately, Field Installed | Note: | 5% | 10%
FL73BRZ | Two-Piece Stamped Steel Adjustable Bracket, Bronze Powdercoat Finish, Includes Hardware | 5, 22 | 32 | 34
FL73SFXZ | External Mount Die-Cast Adjustable Slipfitter for 2⅜" Tenons, Bronze Powdercoat Finish, Includes Hardware | 6, 22 | 64 | 68
FLEM6Z | 6˝ Aluminum Extruded Mounting Arm, Bronze, Gasket & Hardware. Fits Square Poles. | 2, 5, 22 | 31 | 33
FLEM10Z | 10˝ Aluminum Extruded Mounting Arm, Bronze, Gasket & Hardware. Fits Square Poles. | 2, 5, 22 | 44 | 47
FLEM12Z | 12˝ Aluminum Extruded Mounting Arm, Bronze, Gasket & Hardware. Fits Square Poles. | 2, 5, 22 | 49 | 52
Notes:
(2) Specify Mounting: R=Round Pole, AS=15° Angled Arm for Square Poles, AR=15° Angled Arm for Round Poles. Round Arms Fit 4" Diameter Poles.
(3) Photocell option not available with Wall Mount configuration.
(5) Custom Color Fee: $25.00
(6) Custom Color Fee: $25.00
(21) For "F" Option Only
(22) $150.00 Paint Set-up Fee for quantities under 5 pcs
LegacyLED
1882 Lighting
MAL 70 Square Shoebox
LED Model: | Description: | Note: | 5% | 10%
MAL70Q*1X88 | 16˝ Square Shoebox *(Type C, F) 88w |  | 680 | 723
Ballast: | Factory Installed | Note: | 5% | 10%
U | 120-277v |  | NC | NC
H | 347-480v |  | 82 | 87
Color Temp: | Factory Installed | Note: | 5% | 10%
5K | 5000K |  | NC | NC
Lens: | Factory Installed | Note: | 5% | 10%
C | Tempered Clear Flat Glass Lens |  | NC | NC
Color: | Factory Installed | Note: | 5% | 10%
Z | Bronze |  | NC | NC
C | Custom Paint Color | 22 | 85 | 85
Mounting: | Factory Installed | Note: | 5% | 10%
AM | Direct Pole Mounting Arm, Fits 4″ to 6″ Round Poles | 9, 22 | 124 | 131
BR | Two-Piece Swivel Bracket, Stamped, Powdercoat Finish | 5, 22 | 44 | 46
EM6 | 6˝ Aluminum Extruded Mounting Arm, Powdercoat Finish, Gasket & Hardware | 2, 5, 22 | 44 | 46
EM10 | 10˝ Aluminum Extruded Mounting Arm, Powdercoat Finish, Gasket & Hardware | 2, 5, 22 | 56 | 59
EM12 | 12˝ Aluminum Extruded Mounting Arm, Powdercoat Finish, Gasket & Hardware | 2, 5, 22 | 61 | 64
SF | External Mount Slipfitter, Die Cast with Hardware & Angle Indicator | 6, 22 | 76 | 80
Options: | Factory Installed | Note: | 5% | 10%
SF | Single Fuse (120-277v Only) |  | 29 | 30
DF | Double Fuse (120-277v Only) |  | 58 | 62
SP | 120-277VAC 10KA Surge Suppressor |  | 25 | 27
SP2 | 120-277VAC 20KA Surge Suppressor |  | 49 | 52
SPH | 347-480VAC 10KA Surge Suppressor |  | 28 | 29
R3 | 3-Pin Twist Lock Photocell Receptacle |  | 32 | 33
R5 | 5-Pin Twist Lock Photocell Receptacle |  | 40 | 42
R7 | 7-Pin ANSI C136.41—2013 Twist Lock Photocell Receptacle |  | 43 | 45
Mounting Accessories: | Ships Separately, Field Installed | Note: | 5% | 10%
PTASUNV | Square Pole Tenon Adaptor Allows Installation of up to 4 Fixtures, Fits 2-3/8˝ Diameter Vertical Tenon, Powdercoat Finish. Use with FLEMs. |  | 65 | 69
FLEMWM | Heavy-duty Steel Wall Bracket for FLEM Mounting Arms, Bronze Powdercoat Finish. |  | 77 | 82
Accessories: | Ships Separately, Field Installed | Note: | 5% | 10%
P18131 | Twist Lock Non-Shorting (Open) Cap Disconnects Service to Fixture for Temporary or Permanent Disabling (Fixture Always Off). IP65, 480V Maximum |  | 29 | 30
P18132 | Twist Lock Shorting Cap Provides Fixed Service to Fixture (Fixture Always on). IP65, Rated Load 7200w Tungsten |  | 13 | 14
P18140 | 110-120VAC Instant Twist Lock Photocell | 3 | 22 | 23
P18152 | 277VAC Time Delay Twist Lock Photocell | 3 | 22 | 23
P18156 | 120-277VAC Universal Twist Lock Photocell |  | 28 | 29
P18157 | 480VAC Twist Lock Photocell |  | 49 | 52
AL73GS | Glare Shield, Aluminum, Powdercoat Finish |  | 71 | 75
Replacement Parts: | Ships Separately, Field Installed | Note: | 5% | 10%
FL73BR | Two-Piece Stamped Steel Adjustable Bracket, Bronze Powdercoat Finish, Includes Hardware | 5, 22 | 32 | 34
FL73SFX | External Mount Die-Cast Adjustable Slipfitter for 2⅜" Tenons, Bronze Powdercoat Finish, Includes Hardware | 6, 22 | 64 | 68
FLEM6 | 6˝ Aluminum Extruded Mounting Arm, Bronze, Gasket & Hardware. Fits Square Poles. | 2, 5, 22 | 32 | 34
FLEM10 | 10˝ Aluminum Extruded Mounting Arm, Bronze, Gasket & Hardware. Fits Square Poles. | 2, 5, 22 | 44 | 47
FLEM12 | 12˝ Aluminum Extruded Mounting Arm, Bronze, Gasket & Hardware. Fits Square Poles. | 2, 5, 22 | 49 | 52
Notes:
(2) Specify Mounting: R=Round Pole, AS=15° Angled Arm for Square Poles, AR=15° Angled Arm for Round Poles. Round Arms Fit 4" Diameter Poles.
(3) Photocell option not available with Wall Mount configuration.
(5) Custom Color Fee: $25.00
(6) Custom Color Fee: $25.00
(9) Custom Color Fee: $25.00
(22) $150.00 Paint Set-up Fee for quantities under 5 pcs
Post Top
1882 Lighting
Manhattan Post Top
LED Model: | Description: | Note: | 5% | 10%
MAN | Manhattan - 32w |  | 1811 | 1924
MAN | Manhattan - 40w |  | 1843 | 1958
MAN | Manhattan - 48w |  | 1876 | 1993
MAN | Manhattan - 56w |  | 1908 | 2027
MAN | Manhattan - 64w |  | 1940 | 2062
MAN | Manhattan - 72w |  | 1972 | 2095
MAN | Manhattan - 80w |  | 2004 | 2129
MAN | Manhattan - 88w |  | 2037 | 2164
MAN | Manhattan - 96w |  | 2069 | 2198
Top Spinning Reflectors: | Description: | Note: | 5% | 10%
PL | PL Reflector |  | NC | NC
PC | PC Reflector |  | 145 | 154
Globe/Lens: | Description: | Note: | 5% | 10%
PRSA | Prismatic Acrylic |  | NC | NC
PRSP | Prismatic Polycarbonate |  | 77 | 82
LED Module: | Description: | Note: | 5% | 10%
32W27K | 32w 2700K |  | NC | NC
40W27K | 40w 2700K |  | NC | NC
48W27K | 48w 2700K |  | NC | NC
56W27K | 56w 2700K |  | NC | NC
64W27K | 64w 2700K |  | NC | NC
72W27K | 72w 2700K |  | NC | NC
80W27K | 80w 2700K |  | NC | NC
88W27K | 88w 2700K |  | NC | NC
96W27K | 96w 2700K |  | NC | NC
32W3K | 32w 3000K |  | NC | NC
40W3K | 40w 3000K |  | NC | NC
48W3K | 48w 3000K |  | NC | NC
56W3K | 56w 3000K |  | NC | NC
64W3K | 64w 3000K |  | NC | NC
72W3K | 72w 3000K |  | NC | NC
80W3K | 80w 3000K |  | NC | NC
88W3K | 88w 3000K |  | NC | NC
96W3K | 96w 3000K |  | NC | NC
32W4K | 32w 4000K |  | NC | NC
40W4K | 40w 4000K |  | NC | NC
48W4K | 48w 4000K |  | NC | NC
56W4K | 56w 4000K |  | NC | NC
64W4K | 64w 4000K |  | NC | NC
72W4K | 72w 4000K |  | NC | NC
80W4K | 80w 4000K |  | NC | NC
88W4K | 88w 4000K |  | NC | NC
96W4K | 96w 4000K |  | NC | NC
32W5K | 32w 5000K |  | NC | NC
40W5K | 40w 5000K |  | NC | NC
48W5K | 48w 5000K |  | NC | NC
56W5K | 56w 5000K |  | NC | NC
64W5K | 64w 5000K |  | NC | NC
72W5K | 72w 5000K |  | NC | NC
80W5K | 80w 5000K |  | NC | NC
88W5K | 88w 5000K |  | NC | NC
96W5K | 96w 5000K |  | NC | NC
Voltage: | Description: | Note: | 5% | 10%
U | 120-277v |  | NC | NC
H | 347-480v |  | 53 | 57
Distribution: | Description: | Note: | 5% | 10%
3 | Type III |  | NC | NC
5 | Type V |  | NC | NC
Options: | Description: | Note: | 5% | 10%
PC | Button Eye Photo Control |  | 66 | 70
H | House Side Shield |  | 77 | 82
PCR3 | 3 Pin Twist Lock Receptacle (Photo cell not included) |  | 63 | 67
PCR7 | 7 Pin Twist Lock Receptacle (Photo cell not included) |  | 63 | 67
N | None |  | NC | NC
Finish: | Description: | Note: | 5% | 10%
BK | Black |  | NC | NC
BZ | Bronze |  | NC | NC
DBZ | Dark Bronze |  | NC | NC
WH | White |  | NC | NC
GR | Green |  | NC | NC
SM | Silver Metallic |  | NC | NC
GY | Light Gray |  | NC | NC
TBK | Textured Black |  | NC | NC
CC | Custom Color (Consult Factory) |  | Factory | Factory
Notes:
LEDicated
1882 Lighting
Maritime 10 Post Top
Ballast: | Description: | Note: | 5% | 10%
MARI10PT*1X10 | EasyLED Lighthouse Post Top *(Type B, C, D, F) 10w |  | 525 | 558
MARI10PT*1X19 | EasyLED Lighthouse Post Top *(Type B, C, D, F) 19w |  | 533 | 567
MARI10PT*1X28 | EasyLED Lighthouse Post Top *(Type B, C, D, F) 28w |  | 540 | 574
Ballast: | Factory Installed | Note: | 5% | 10%
U | 120-277v |  | NC | NC
H | 347-480v @ 28w |  | 11 | 12
Color Temp: | Factory Installed | Note: | 5% | 10%
3K | 3000K |  | NC | NC
4K | 4000K |  | NC | NC
5K | 5000K |  | NC | NC
Ballast: | Factory Installed | Note: | 5% | 10%
C | Clear UV-Stabilized Polycarbonate Array Lens |  | NC | NC
L | SoftLED LumaLens Opal UV-Stabilized Polycarbonate Vandal-Resistant Lens | 21 | 64 | 67
Color: | Factory Installed | Note: | 5% | 10%
B | Black |  | NC | NC
C | Custom Paint Color | 22 | 85 | 85
Options: | Factory Installed | Note: | 5% | 10%
SF | Single Fuse (120-277v Only) |  | 29 | 30
DF | Double Fuse (120-277v Only) |  | 58 | 62
SP | 120-277VAC 10KA Surge Suppressor |  | 25 | 27
SP2 | 120-277VAC 20KA Surge Suppressor |  | 49 | 52
SPH | 347-480VAC 10KA Surge Suppressor |  | 28 | 29
PC3 | Button Photocell, 120-277VAC |  | 48 | 50
P2AB | PSRTN Tenon Adaptor, Black |  | 46 | 48
P2AC | PSRTN Tenon Adaptor, Custom Color (Consult Factory) |  | 66 | 68
Mounting Accessories: | Ships Separately, Field Installed | Note: | 5% | 10%
PSRTN | Retrofit Tenon Adaptor, Die Cast with Powdercoat Finish, Hardware Included. Converts a 2-3/8” x 4” Pole Tenon to a 2-7/8” x 3” Tenon |  | 36 | 38
Replacement Parts: | Ships Separately, Field Installed | Note: | 5% | 10%
P18103 | 120-277VAC Button Photocell |  | 38 | 40
Notes:
(21) For "F" Option Only
(22) $150.00 Paint Set-up Fee for quantities under 5 pcs
Pendant Mount
1882 Lighting
Mesa Pendant Mount
LED Model: | Description: | Note: | 5% | 10%
MESA | Mesa LED Pendant Mount - 8" 10w, 15w, 20w, 30w |  | 1603 | 1703
MESA | Mesa LED Pendant Mount - 12" 40w, 50w, 60w, 70w |  | 1652 | 1755
MESA | Mesa LED Pendant Mount - 13" 80w, 90w, 105w, 120w, 134w |  | 1913 | 2033
Shades: | Description: | Note: | 5% | 10%
D1 | Flared |  | NC | NC
D2 | Shallow Tapered |  | NC | NC
D3 | Beveled |  | NC | NC
D4 | Deep Tapered |  | NC | NC
D5 | Narrow Tapered |  | NC | NC
Globe/Lens: | Description: | Note: | 5% | 10%
NL | No Secondary Lens |  | NC | NC
LED Module: | Description: | Note: | 5% | 10%
10W27K | 10w 2700K |  | NC | NC
15W27K | 15w 2700K |  | NC | NC
20W27K | 20w 2700K |  | NC | NC
30W27K | 30w 2700K |  | NC | NC
40W27K | 40w 2700K |  | NC | NC
50W27K | 50w 2700K |  | NC | NC
60W27K | 60w 2700K |  | NC | NC
70W27K | 70w 2700K |  | NC | NC
80W27K | 80w 2700K |  | NC | NC
90W27K | 90w 2700K |  | NC | NC
105W27K | 105w 2700K |  | NC | NC
120W27K | 120w 2700K |  | NC | NC
135W27K | 135w 2700K |  | NC | NC
10W3K | 10w 3000K |  | NC | NC
15W3K | 15w 3000K |  | NC | NC
20W3K | 20w 3000K |  | NC | NC
30W3K | 30w 3000K |  | NC | NC
40W3K | 40w 3000K |  | NC | NC
50W3K | 50w 3000K |  | NC | NC
60W3K | 60w 3000K |  | NC | NC
70W3K | 70w 3000K |  | NC | NC
80W3K | 80w 3000K |  | NC | NC
90W3K | 90w 3000K |  | NC | NC
105W3K | 105w 3000K |  | NC | NC
120W3K | 120w 3000K |  | NC | NC
135W3K | 135w 3000K |  | NC | NC
10W4K | 10w 4000K |  | NC | NC
15W4K | 15w 4000K |  | NC | NC
20W4K | 20w 4000K |  | NC | NC
30W4K | 30w 4000K |  | NC | NC
40W4K | 40w 4000K |  | NC | NC
50W4K | 50w 4000K |  | NC | NC
60W4K | 60w 4000K |  | NC | NC
70W4K | 70w 4000K |  | NC | NC
80W4K | 80w 4000K |  | NC | NC
90W4K | 90w 4000K |  | NC | NC
105W4K | 105w 4000K |  | NC | NC
120W4K | 120w 4000K |  | NC | NC
135W4K | 135w 4000K |  | NC | NC
10W5K | 10w 5000K |  | NC | NC
15W5K | 15w 5000K |  | NC | NC
20W5K | 20w 5000K |  | NC | NC
30W5K | 30w 5000K |  | NC | NC
40W5K | 40w 5000K |  | NC | NC
50W5K | 50w 5000K |  | NC | NC
60W5K | 60w 5000K |  | NC | NC
70W5K | 70w 5000K |  | NC | NC
80W5K | 80w 5000K |  | NC | NC
90W5K | 90w 5000K |  | NC | NC
105W5K | 105w 5000K |  | NC | NC
120W5K | 120w 5000K |  | NC | NC
135W5K | 135w 5000K |  | NC | NC
Voltage: | Description: | Note: | 5% | 10%
U | 120-277v |  | NC | NC
H | 347-480v |  | 53 | 57
Distribution: | Description: | Note: | 5% | 10%
1 | Type I | 97 | NC | NC
2 | Type II |  | NC | NC
3 | Type III |  | NC | NC
4 | Type IV |  | NC | NC
5 | Type V |  | NC | NC
Midsections & Accents: | Description: | Note: | 5% | 10%
SMS | Solid Midsection |  | NC | NC
4W | 4 Window Midsection |  | 184 | 195
16W | 16 Window Midsection |  | 184 | 195
LM | Louvered Midsection |  | 184 | 195
CR | Cast Rings (4) | 78 | 228 | 242
Mounting: | Description: | Note: | 5% | 10%
PEN | Top Mount (Standard) |  | NC | NC
SMPR | Side Mount, Round Pole |  | 455 | 483
SMPS | Side Mount, Square Pole |  | 455 | 483
SMW | Side Mount, Wall |  | 455 | 483
Options: | Description: | Note: | 5% | 10%
PC | Button Eye Photo Control |  | 69 | 73
H | House Side Shield |  | 80 | 85
N | None |  | NC | NC
Finish: | Description: | Note: | 5% | 10%
BK | Black |  | NC | NC
BZ | Bronze |  | NC | NC
DBZ | Dark Bronze |  | NC | NC
WH | White |  | NC | NC
GR | Green |  | NC | NC
SM | Silver Metallic |  | NC | NC
GY | Light Gray |  | NC | NC
TBK | Textured Black |  | NC | NC
CC | Custom Color (Consult Factory) |  | Factory | Factory
Notes:
(78) Not available on the side mount arms for Round Pole, Square Pole and Side Wall
(97) 70w & Above Only
LEDicated
1882 Lighting |  |  | LV1AVQ
MFR 1A 12” Utility Room
LED Model: | Description: | Note: | 5% | 10%
MRF1AOQF22 | EasyLED Open Frame 12" Linear LED Die Cast Type F 22w |  | 250 | 265
MRF1AOQF37 | EasyLED Open Frame 12" Linear LED Die Cast Type F 37w |  | 262 | 278
MRF1AHQF22 | EasyLED Horizontal Hood 12" Linear LED Die Cast Type F 22w |  | 258 | 274
MRF1AHQF37 | EasyLED Horizontal Hood 12" Linear LED Die Cast Type F 37w |  | 273 | 290
MRF1AVQF22 | EasyLED Vertical Hood 12" Linear LED Die Cast Type F 22w |  | 257 | 273
MRF1AVQF37 | EasyLED Vertical Hood 12" Linear LED Die Cast Type F 37w |  | 273 | 290
Ballast: | Factory Installed | Note: | 5% | 10%
U | 120-277v |  | NC | NC
Color Temp: | Factory Installed | Note: | 5% | 10%
4K | 4000K |  | NC | NC
5K | 5000K |  | NC | NC
Lens: | Factory Installed | Note: | 5% | 10%
C | Clear UV-Stabilized Polycarbonate Vandal-Resistant Lens |  | NC | NC
L | SoftLED LumaLens Opal UV-Stabilized Polycarbonate Vandal-Resistant Lens |  | 41 | 42
Color: | Factory Installed | Note: | 5% | 10%
P | Platinum |  | NC | NC
C | Custom Paint Color | 22 | 65 | 65
Option: | Factory Installed | Note: | 5% | 10%
S5 | Microwave Sensor with Dimming 120-277V Only. |  | 113 | 119
Mounting Accessories: | Ships Separately, Field Installed | Note: | 5% | 10%
LV1AYSS | Stainless Steel Yokes, Includes Hardware. |  | 16 | 17
LVABRSS | Stainless Steel Adjustable Bracket (includes 2 brackets) |  | 49 | 52
LVAQM | Stainless Steel Quick Mount Bracket |  | 31 | 33
FLST1P | ½˝ NPS Threaded Adjustable Knuckle, Gray Finish |  | 13 | 14
Accessories: | Ships Separately, Field Installed | Note: | 5% | 10%
LV1ALL | SoftLED LumaLens Opal UV-Stabilized Polycarbonate Vandal-Resistant Lens |  | 29 | 30
LV1APC | Clear UV-Stabilized Polycarbonate Vandal-Resistant Lens |  | 28 | 29
Notes:
(22) $150.00 Paint Set-up Fee for quantities under 5 pcs
LEDicated
1882 Lighting
MFR 2A 24” Utility Room
LED Model: | Description: | Note: | 5% | 10%
MRF2AOQF47 | EasyLED Open Frame 24" Linear LED Die Cast Type F 47w | 1, 22 | 384 | 408
MRF2AOQF66 | EasyLED Open Frame 24" Linear LED Die Cast Type F 66w | 1, 22 | 419 | 445
Ballast: | Factory Installed | Note: | 5% | 10%
U | 120-277v |  | NC | NC
H | 347-480v |  | 88 | 93
Color Temp: | Factory Installed | Note: | 5% | 10%
4K | 4000K |  | NC | NC
5K | 5000K |  | NC | NC
Lens: | Factory Installed | Note: | 5% | 10%
C | Clear UV-Stabilized Polycarbonate Vandal-Resistant Lens |  | NC | NC
L | SoftLED LumaLens Opal UV-Stabilized Polycarbonate Vandal- Resistant Lens |  | 54 | 56
Color: | Factory Installed | Note: | 5% | 10%
P | Platinum |  | NC | NC
C | Custom Paint Color | 22 | 75 | 75
Option: | Factory Installed | Note: | 5% | 10%
SF | Single Fuse (120-277V Only) |  | 29 | 30
DF | Double Fuse (120-277V Only) |  | 58 | 62
SP | 120-277VAC 10KA Surge Suppressor |  | 25 | 27
SP2 | 120-277VAC 20KA Surge Suppressor |  | 49 | 52
SPH | 347-480VAC 10KA Surge Suppressor |  | 28 | 29
S5 | Microwave Sensor with Dimming 120-277V Only. |  | 113 | 119
BU | Battery Backup, 90 Minutes |  | 204 | 216
BUC | Cold Start Battery Backup, -20°C, 90 Minutes (120-277v Only) |  | 274 | 290
Mounting Accessories: | Ships Separately, Field Installed | Note: | 5% | 10%
LV2AYSS | Stainless Steel Yokes, Includes Hardware |  | 19 | 20
LVABRSS | Stainless Steel Adjustable Bracket (includes 2 brackets) |  | 49 | 52
LVAQM | Stainless Steel Quick Mount Bracket (2 required) |  | 31 | 33
Replacement Parts: | Ships Separately, Field Installed | Note: | 5% | 10%
3EBLX1055190A | Battery Backup, Provides 90 Minutes of Backup Power. |  | 192 | 204
3EBLX10T1555CPA | Cold Start Battery Backup, -20°C, 90 Minutes (120-277v Only) |  | 262 | 278
LV2ALL | SoftLED LumaLens Opal UV-Stabilized Polycarbonate Vandal-Resistant Lens |  | 42 | 44
LV2APC | Clear UV-Stabilized Polycarbonate Vandal-Resistant Lens |  | 44 | 47
Notes:
(1) Specify Color
(22) $150.00 Paint Set-up Fee for quantities under 5 pcs
LEDicated
1882 Lighting
MFR 4A 48” Utility Room
LED Model: | Description: | Note: | 5% | 10%
MRF4AOQF112 | EasyLED Open Frame 48" Linear LED Die Cast Type F 112w |  | 763 | 810
MRF4AOQF136 | EasyLED Open Frame 48" Linear LED Die Cast Type F 136w |  | 798 | 848
Ballast: | Factory Installed | Note: | 5% | 10%
U | 120-277v |  | NC | NC
H | 347-480v |  | 100 | 106
Color Temp: | Factory Installed | Note: | 5% | 10%
4K | 4000K |  | NC | NC
5K | 5000K |  | NC | NC
Lens: | Factory Installed | Note: | 5% | 10%
C | Clear UV-Stabilized Polycarbonate Vandal-Resistant Lens |  | NC | NC
L | SoftLED LumaLens Opal UV-Stabilized Polycarbonate Vandal-Resistant Lens |  | 77 | 81
Color: | Factory Installed | Note: | 5% | 10%
P | Platinum |  | NC | NC
C | Custom Paint Color | 22 | 95 | 95
Options: | Factory Installed | Note: | 5% | 10%
SF | Single Fuse (120-277v Only) |  | 29 | 30
DF | Double Fuse (120-277v Only) |  | 58 | 62
SP | 120-277VAC 10KA Surge Suppressor |  | 25 | 27
SP2 | 120-277VAC 20KA Surge Suppressor |  | 49 | 52
SPH | 347-480VAC 10KA Surge Suppressor |  | 28 | 29
S5 | Microwave Sensor with Dimming 120-277V Only. |  | 113 | 119
Mounting Accessories: | Ships Separately, Field Installed | Note: | 5% | 10%
LV2AYSS | Stainless Steel Yokes, Includes Hardware (2 required) |  | 19 | 20
LVABRSS | Stainless Steel Adjustable Bracket (includes 2 brackets) |  | 49 | 52
LVAQM | Stainless Steel Quick Mount Bracket (2 required) |  | 31 | 33
Replacement Parts: | Ships Separately, Field Installed | Note: | 5% | 10%
LV4ALL | SoftLED LumaLens Opal UV-Stabilized Polycarbonate Vandal-Resistant Lens |  | 65 | 69
LV4APC | Clear UV-Stabilized Polycarbonate Vandal-Resistant Lens |  | 73 | 78
Notes:
(22) $150.00 Paint Set-up Fee for quantities under 5 pcs
Post Top
1882 Lighting
Milano 1 Pendant/Post Top Mount
LED Model: | Description: | Note: | 5% | 10%
MIL1 | Milano 1 Pendant / Post Top LED Luminaire - 6" 10w, 15w, 20w, 30w |  | 763 | 810
Globe/Lens: | Description: | Note: | 5% | 10%
WA | White (Opal) Acrylic |  | NC | NC
WP | White (Opal) Polycarbonate |  | 69 | 73
FA | Frosted Acrylic |  | 69 | 73
FP | Frosted Polycarbonate |  | 69 | 73
PRSA | Prismatic Acrylic |  | 113 | 120
PRSP | Prismatic Polycarbonate |  | 113 | 120
Globe Size: | Description: | Note: | 5% | 10%
16 | 16" (Standard) |  | NC | NC
18 | 18" |  | NC | NC
20 | 20" |  | 57 | 60
22 | 22" |  | 113 | 120
Globe Size: | Description: | Note: | 5% | 10%
PTP | Post Top Plate |  | NC | NC
PTMP | Pendant Mount for Wall Plate |  | 69 | 73
LED Module: | Description: | Note: | 5% | 10%
10W27K | 10w 2700K |  | NC | NC
15W27K | 15w 2700K |  | NC | NC
20W27K | 20w 2700K |  | NC | NC
30W27K | 30w 2700K |  | NC | NC
10W3K | 10w 3000K |  | NC | NC
15W3K | 15w 3000K |  | NC | NC
20W3K | 20w 3000K |  | NC | NC
30W3K | 30w 3000K |  | NC | NC
10W4K | 10w 4000K |  | NC | NC
15W4K | 15w 4000K |  | NC | NC
20W4K | 20w 4000K |  | NC | NC
30W4K | 30w 4000K |  | NC | NC
10W5K | 10w 5000K |  | NC | NC
15W5K | 15w 5000K |  | NC | NC
20W5K | 20w 5000K |  | NC | NC
30W5K | 30w 5000K |  | NC | NC
Voltage: | Description: | Note: | 5% | 10%
U | 120-277v |  | NC | NC
H | 347-480v |  | 53 | 57
Distribution: | Description: | Note: | 5% | 10%
2 | Type II |  | NC | NC
3 | Type III |  | NC | NC
4 | Type IV |  | NC | NC
5 | Type V |  | NC | NC
Cages: | Description: | Note: | 5% | 10%
DEC1 | Half cage, 8 Ribs | 15 | 338 | 359
DEC3B | Half cage, 4 Ribs | 15 | 450 | 478
Finish: | Description: | Note: | 5% | 10%
BK | Black |  | NC | NC
BZ | Bronze |  | NC | NC
DBZ | Dark Bronze |  | NC | NC
WH | White |  | NC | NC
GR | Green |  | NC | NC
SM | Silver Metallic |  | NC | NC
GY | Light Gray |  | NC | NC
TBK | Textured Black |  | NC | NC
CC | Custom Color (Consult Factory) |  | Factory | Factory
Notes:
(15) Cages Available in 16”, 18” & 20” Globe Only
Post Top
1882 Lighting
Milano 2 Post Top
LED Model: | Description: | Note: | 5% | 10%
MIL2 | Milano 2 Post Top LED Luminaire - 6" 10w, 15w, 20w, 30w |  | 848 | 900
Globe/Lens: | Description: | Note: | 5% | 10%
WA | White (Opal) Acrylic |  | NC | NC
WP | White (Opal) Polycarbonate |  | 69 | 73
FA | Frosted Acrylic |  | 69 | 73
FP | Frosted Polycarbonate |  | 69 | 73
PRSA | Prismatic Acrylic |  | 113 | 120
PRSP | Prismatic Polycarbonate |  | 113 | 120
Globe Size: | Description: | Note: | 5% | 10%
16 | 16" (Standard) |  | NC | NC
18 | 18" |  | NC | NC
20 | 20" |  | 57 | 60
22 | 22" |  | 113 | 120
Capital: | Description: | Note: | 5% | 10%
C1 | PLC1 - 8-3/4" High |  | NC | NC
C2 | PLC2 - 10-13/16" High |  | NC | NC
C3 | PLC3 - 6-7/8" High |  | NC | NC
C4 | PLC4 - 7-13/16" High |  | NC | NC
C5 | PLC5 - 9-15/16" High |  | NC | NC
C6 | PLC6 - 8-1/16" High |  | NC | NC
C7 | PLC7 - 8-3/8" High |  | NC | NC
C8 | PLC8 - 11-3/8" High |  | 282 | 299
C9 | PLC9 - 14-1/4" High |  | NC | NC
C10 | PLC10 - 10-1/4" High |  | 282 | 299
C11 | PLC11 - 15" High |  | 282 | 299
LED Module: | Description: | Note: | 5% | 10%
10W27K | 10w 2700K |  | NC | NC
15W27K | 15w 2700K |  | NC | NC
20W27K | 20w 2700K |  | NC | NC
30W27K | 30w 2700K |  | NC | NC
10W3K | 10w 3000K |  | NC | NC
15W3K | 15w 3000K |  | NC | NC
20W3K | 20w 3000K |  | NC | NC
30W3K | 30w 3000K |  | NC | NC
10W4K | 10w 4000K |  | NC | NC
15W4K | 15w 4000K |  | NC | NC
20W4K | 20w 4000K |  | NC | NC
30W4K | 30w 4000K |  | NC | NC
10W5K | 10w 5000K |  | NC | NC
15W5K | 15w 5000K |  | NC | NC
20W5K | 20w 5000K |  | NC | NC
30W5K | 30w 5000K |  | NC | NC
Voltage: | Description: | Note: | 5% | 10%
U | 120-277v |  | NC | NC
H | 347-480v |  | 53 | 57
Distribution: | Description: | Note: | 5% | 10%
2 | Type II |  | NC | NC
3 | Type III |  | NC | NC
4 | Type IV |  | NC | NC
5 | Type V |  | NC | NC
Options: | Description: | Note: | 5% | 10%
PC | Button Eye Photo Control |  | 69 | 73
N | None |  | NC | NC
Finish: | Description: | Note: | 5% | 10%
BK | Black |  | NC | NC
BZ | Bronze |  | NC | NC
DBZ | Dark Bronze |  | NC | NC
WH | White |  | NC | NC
GR | Green |  | NC | NC
SM | Silver Metallic |  | NC | NC
GY | Light Gray |  | NC | NC
TBK | Textured Black |  | NC | NC
CC | Custom Color (Consult Factory) |  | Factory | Factory
Notes:
LEDicated
1882 Lighting
Norfolk 30C3 16" High Bay
LED Model: | Description: | Note: | 5% | 10%
NOR30C36X20 | C3 Low Profile 16" Highbay COB 120w |  | 328 | 348
NOR30C310X20 | C3 Low Profile 16" Highbay COB 200w |  | 415 | 440
Ballast: | Factory Installed | Note: | 5% | 10%
U | 120-277v |  | NC | NC
H | 347-480v @ 200w |  | 105 | 111
Color Temp: | Factory Installed | Note: | 5% | 10%
5K | 5000K |  | NC | NC
Lens: | Factory Installed | Note: | 5% | 10%
G | 16" Tempered Clear Flat Glass Lens |  | 45 | 47
C | 16" Acrylic Conical Lens |  | 70 | 74
D | 16" Acrylic Drop Lens |  | 81 | 85
B | 16" Polycarbonate Drop Lens |  | 81 | 85
N | No Glass |  | NC | NC
Color: | Factory Installed | Note: | 5% | 10%
W | White |  | NC | NC
C | Custom Paint Color | 22 | 90 | 90
Options: | Factory Installed | Note: | 5% | 10%
SF | Single Fuse (120-277v Only) |  | 29 | 30
DF | Double Fuse (120-277v Only) |  | 58 | 62
SP | 120-277VAC 10KA Surge Suppressor |  | 25 | 27
SP2 | 120-277VAC 20KA Surge Suppressor |  | 49 | 52
SPH | 347-480VAC 10KA Surge Suppressor |  | 28 | 29
M3 | Microwave Sensor with Dimming, 120-277V Only. |  | 134 | 142
C6600B | 6 Foot Black Cord, 600VAC, 3 Wire, Leads |  | 19 | 20
C6600W | 6 Foot White Cord, 600VAC, 3 Wire, Leads |  | 19 | 20
C4600B | 4 Foot Black Cord, 600VAC, 3 Wire, Leads |  | 18 | 19
CP6120W | 6 Foot White Cord, 3 Wire, L5-15P Twist-Lock Plug |  | 43 | 45
CP6277W | 6 Foot White Cord, 3 Wire, L7-15P Twist-Lock Plug |  | 46 | 49
Accessories: | Ships Separately, Field Installed | Note: | 5% | 10%
HBAR16WG | Wire Guard, 16" for Use with Flat Glass Lenses |  | 44 | 47
CPSC | Safety Cable, 3´ Steel Cable with Clear Vinyl Coating, Steel Eye & Loop Ends |  | 29 | 30
Replacement Parts: | Ships Separately, Field Installed | Note: | 5% | 10%
CPMH1 | Die Cast Hook with 3/4" NPS Threads |  | 16 | 17
HBCB16 | 16˝ Clampband |  | 29 | 30
HBCL16 | 16˝ LexaLite Clear Prismatic Acrylic Conical Lens. UV Stabilized, High-Efficiency Operation in General Applications. |  | 58 | 62
HBDL16 | 16˝ LexaLite Clear Prismatic Acrylic Drop Lens. UV Stabilized, High-Efficiency Operation in General Applications. |  | 69 | 73
HBGL16 | 16˝ Tempered Clear Flat Glass Lens |  | 33 | 35
HBPC16 | 16˝ Polycarbonate Drop Lens |  | 69 | 73
P17116 | External Microwave Sensor with Dimming, 120-277V Only. |  | 119 | 127
Notes:
(22) $150.00 Paint Set-up Fee for quantities under 5 pcs
LEDicated
1882 Lighting
Norfolk 31C3 16" High Bay
LED Model: | Description: | Note: | 5% | 10%
NOR31C36X20U5KCO | C3 Low Profile 16" Highbay with Uplight COB 120w 120-277v 5000K w/Clear Upper / No Bottom |  | 435 | 462
NOR31C36X20U5KCP | C3 Low Profile 16" Highbay with Uplight COB 120w 120-277v 5000K w/Clear Upper / Clear Prismatic Lower |  | 470 | 499
NOR31C36X20U5KCL | C3 Low Profile 16" Highbay with Uplight COB 120w 120-277v 5000K w/Clear Upper / SoftLED LumaLens Lower |  | 476 | 505
NOR31C36X20U5KLO | C3 Low Profile 16" Highbay with Uplight COB 120w 120-277v 5000K w/SoftLED LumaLens Upper / No Bottom |  | 446 | 474
NOR31C36X20U5KLP | C3 Low Profile 16" Highbay with Uplight COB 120w 120-277v 5000K w/SoftLED LumaLens Upper / Clear Prismatic Lower |  | 483 | 513
NOR31C36X20U5KLL | C3 Low Profile 16" Highbay with Uplight COB 120w 120-277v 5000K w/SoftLED LumaLens Upper / SoftLED LumaLens Lower |  | 488 | 518
NOR31C310X20*5KCO | C3 Low Profile 16" Highbay with Uplight COB 200w 5000K w/Clear Upper / No Bottom |  | 470 | 499
NOR31C310X20*5KCP | C3 Low Profile 16" Highbay with Uplight COB 200w 5000K w/Clear Upper / Clear Prismatic Lower |  | 508 | 539
NOR31C310X20*5KCL | C3 Low Profile 16" Highbay with Uplight COB 200w 5000K w/Clear Upper / SoftLED LumaLens Lower |  | 512 | 544
NOR31C310X20*5KLO | C3 Low Profile 16" Highbay with Uplight COB 200w 5000K w/SoftLED LumaLens Upper / No Bottom |  | 483 | 513
NOR31C310X20*5KLP | C3 Low Profile 16" Highbay with Uplight COB 200w 5000K w/SoftLED LumaLens Upper / Clear Prismatic Lower |  | 520 | 553
NOR31C310X20*5KLL | C3 Low Profile 16" Highbay with Uplight COB 200w 5000K w/SoftLED LumaLens Upper / SoftLED LumaLens Lower |  | 526 | 559
Ballast: | Factory Installed | Note: | 5% | 10%
U | 120-277v |  | NC | NC
H | 347-480v @ 200w Only |  | 105 | 111
Color: | Factory Installed | Note: | 5% | 10%
W | White |  | NC | NC
C | Custom Paint Color | 22 | 90 | 90
Options: | Factory Installed | Note: | 5% | 10%
SF | Single Fuse (120-277v Only) |  | 29 | 30
DF | Double Fuse (120-277v Only) |  | 58 | 62
SP | 120-277VAC 10KA Surge Suppressor |  | 25 | 27
SP2 | 120-277VAC 20KA Surge Suppressor |  | 49 | 52
SPH | 347-480VAC 10KA Surge Suppressor |  | 28 | 29
M3 | Microwave Sensor with Dimming, 120-277V Only. |  | 134 | 142
C6600B | 6 Foot Black Cord, 600VAC, 3 Wire, Leads |  | 19 | 20
C6600W | 6 Foot White Cord, 600VAC, 3 Wire, Leads |  | 19 | 20
C4600B | 4 Foot Black Cord, 600VAC, 3 Wire, Leads |  | 18 | 19
CP6120W | 6 Foot White Cord, 3 Wire, L5-15P Twist-Lock Plug |  | 43 | 45
CP6277W | 6 Foot White Cord, 3 Wire, L7-15P Twist-Lock Plug |  | 46 | 49
Accessories: | Ships Separately, Field Installed | Note: | 5% | 10%
CPSC | Safety Cable, 3´ Steel Cable with Clear Vinyl Coating, Steel Eye & Loop Ends |  | 29 | 30
Replacement Parts: | Ships Separately, Field Installed | Note: | 5% | 10%
CPMH1 | Die Cast Hook with 3/4" NPS Threads |  | 16 | 17
P17116 | External Microwave Sensor with Dimming, 120-277V Only. |  | 119 | 127
PC16LL | LumaLens Prismatic Polycarbonate Lower Lens |  | 53 | 57
PC16LP | Prismatic Polycarbonate Lower Lens |  | 52 | 55
PC16UC | Clear Polycarbonate Upper Refractor |  | 95 | 100
PC16UL | LumaLens Polycarbonate Upper Refractor |  | 95 | 100
Notes:
(22) $150.00 Paint Set-up Fee for quantities under 5 pcs
LEDicated
1882 Lighting
Norfolk 44 16” Aisle Light
LED Model: | Description: | Note: | 5% | 10%
NOR44QK1X169 | Norfolk Aisle Lighter Type K 169w | 20 | 397 | 417
Ballast: | Factory Installed | Note: | 5% | 10%
U | 120-277v |  | NC | NC
H | 347-480v |  | 82 | 87
Color Temp: | Factory Installed | Note: | 5% | 10%
5K | 5000K |  | NC | NC
Lens: | Factory Installed | Note: | 5% | 10%
G | 16" Clear Flat Glass Lens |  | NC | NC
Color: | Factory Installed | Note: | 5% | 10%
W | White |  | NC | NC
C | Custom Paint Color | 22 | 105 | 105
Options: | Factory Installed | Note: | 5% | 10%
SF | Single Fuse (120-277v Only) |  | 29 | 30
DF | Double Fuse (120-277v Only) |  | 58 | 62
SP | 120-277VAC 10KA Surge Suppressor |  | 25 | 27
SP2 | 120-277VAC 20KA Surge Suppressor |  | 49 | 52
SPH | 347-480VAC 10KA Surge Suppressor |  | 28 | 29
M3 | Microwave Sensor with Dimming, 120-277V Only. |  | 134 | 142
C6600B | 6 Foot Black Cord, 600VAC, 3 Wire, Leads |  | 19 | 20
C6600W | 6 Foot White Cord, 600VAC, 3 Wire, Leads |  | 19 | 20
C4600B | 4 Foot Black Cord, 600VAC, 3 Wire, Leads |  | 18 | 19
CP6120W | 6 Foot White Cord, 3 Wire, L5-15P Twist-Lock Plug |  | 43 | 45
CP6277W | 6 Foot White Cord, 3 Wire, L7-15P Twist-Lock Plug |  | 46 | 49
BU | Emergency Back-up Battery w/4X5w COB, Includes Brackets, Emergency Inverter & Battery |  | 414 | 439
Accessories: | Ships Separately, Field Installed | Note: | 5% | 10%
HB44WG | Wire Guard, fits HB44, for use with flat glass lenses |  | 52 | 55
CPSC | Safety Cable, 3´ Steel Cable with Clear Vinyl Coating, Steel Eye & Loop Ends |  | 29 | 30
Replacement Parts: | Ships Separately, Field Installed | Note: | 5% | 10%
CPMH3 | Die Cast Hook with 1" NPS Threads |  | 16 | 17
HBCB16 | 16˝ Clampband |  | 29 | 30
HBGL16 | 16˝ Tempered Clear Flat Glass Lens |  | 33 | 35
P17116 | External Microwave Sensor with Dimming, 120-277V Only. |  | 119 | 127
Notes:
(20) includes w/clamp band, glass and gasket
(22) $150.00 Paint Set-up Fee for quantities under 5 pcs
LEDicated
1882 Lighting
Norfolk 44 16” Highbay
LED Model: | Description: | Note: | 5% | 10%
NOR44QF1X169 | EasyLED Norfolk 16" LED Highbay Type F 169w | 20 | 375 | 394
Ballast: | Factory Installed | Note: | 5% | 10%
U | 120-277v |  | NC | NC
H | 347-480v |  | 82 | 87
Color Temp: | Factory Installed | Note: | 5% | 10%
4K | 4000K |  | NC | NC
5K | 5000K |  | NC | NC
Lens: | Factory Installed | Note: | 5% | 10%
G | Clear Glass |  | NC | NC
C | Acrylic Conical Lens |  | 70 | 74
D | Acrylic Drop Lens |  | 81 | 85
B | Polycarbonate Drop Lens |  | 81 | 85
Color: | Factory Installed | Note: | 5% | 10%
W | White |  | NC | NC
C | Custom Paint Color | 22 | 105 | 105
Options: | Factory Installed | Note: | 5% | 10%
SF | Single Fuse (120-277v Only) |  | 29 | 30
DF | Double Fuse (120-277v Only) |  | 58 | 62
SP | 120-277VAC 10KA Surge Suppressor |  | 25 | 27
SP2 | 120-277VAC 20KA Surge Suppressor |  | 49 | 52
SPH | 347-480VAC 10KA Surge Suppressor |  | 28 | 29
M3 | Microwave Sensor with Dimming, 120-277V Only. |  | 134 | 142
C6600B | 6 Foot Black Cord, 600VAC, 3 Wire, Leads |  | 19 | 20
C6600W | 6 Foot White Cord, 600VAC, 3 Wire, Leads |  | 19 | 20
C4600B | 4 Foot Black Cord, 600VAC, 3 Wire, Leads |  | 18 | 19
CP6120W | 6 Foot White Cord, 3 Wire, L5-15P Twist-Lock Plug |  | 43 | 45
CP6277W | 6 Foot White Cord, 3 Wire, L7-15P Twist-Lock Plug |  | 46 | 49
BU | Emergency Back-up Battery w/4X5w COB, Includes Brackets, Emergency Inverter & Battery |  | 414 | 439
Accessories: | Ships Separately, Field Installed | Note: | 5% | 10%
HB44WG | Wire Guard, fits HB44, for use with flat glass lenses |  | 52 | 55
CPSC | Safety Cable, 3´ Steel Cable with Clear Vinyl Coating, Steel Eye & Loop Ends |  | 29 | 30
Replacement Parts: | Ships Separately, Field Installed | Note: | 5% | 10%
CPMH3 | Die Cast Hook with 1" NPS Threads |  | 16 | 17
HBCB16 | 16˝ Clampband |  | 29 | 30
HBCL16 | 16˝ LexaLite Clear Prismatic Acrylic Conical Lens. UV Stabilized, High-Efficiency Operation in General Applications. |  | 58 | 62
HBDL16 | 16˝ LexaLite Clear Prismatic Acrylic Drop Lens. UV Stabilized, High-Efficiency Operation in General Applications. |  | 69 | 73
HBGL16 | 16˝ Tempered Clear Flat Glass Lens |  | 33 | 35
HBPC16 | 16˝ Polycarbonate Drop Lens |  | 69 | 73
P17116 | External Microwave Sensor with Dimming, 120-277V Only. |  | 119 | 127
Notes:
(20) includes w/clamp band, glass and gasket
(22) $150.00 Paint Set-up Fee for quantities under 5 pcs
LEDicated
1882 Lighting
Norfolk 44 16” Narrow Beam Highbay
LED Model: | Description: | Note: | 5% | 10%
NOR44QI1X169 | EasyLED Norfolk 16" LED Highbay Narrow Beam (30°) 169w | 20 | 397 | 417
Ballast: | Factory Installed | Note: | 5% | 10%
U | 120-277v |  | NC | NC
H | 347-480v |  | 82 | 87
Color Temp: | Factory Installed | Note: | 5% | 10%
5K | 5000K |  | NC | NC
Lens: | Factory Installed | Note: | 5% | 10%
G | 16" Clear Flat Glass Lens |  | NC | NC
Color: | Factory Installed | Note: | 5% | 10%
W | White |  | NC | NC
C | Custom Paint Color | 22 | 105 | 105
Options: | Factory Installed | Note: | 5% | 10%
SF | Single Fuse (120-277v Only) |  | 29 | 30
DF | Double Fuse (120-277v Only) |  | 58 | 62
SP | 120-277VAC 10KA Surge Suppressor |  | 25 | 27
SP2 | 120-277VAC 20KA Surge Suppressor |  | 49 | 52
SPH | 347-480VAC 10KA Surge Suppressor |  | 28 | 29
M3 | Microwave Sensor with Dimming, 120-277V Only. |  | 134 | 142
C6600B | 6 Foot Black Cord, 600VAC, 3 Wire, Leads |  | 19 | 20
C6600W | 6 Foot White Cord, 600VAC, 3 Wire, Leads |  | 19 | 20
C4600B | 4 Foot Black Cord, 600VAC, 3 Wire, Leads |  | 18 | 19
CP6120W | 6 Foot White Cord, 3 Wire, L5-15P Twist-Lock Plug |  | 43 | 45
CP6277W | 6 Foot White Cord, 3 Wire, L7-15P Twist-Lock Plug |  | 46 | 49
BU | Emergency Back-up Battery w/4X5w COB, Includes Brackets, Emergency Inverter & Battery |  | 414 | 439
Accessories: | Ships Separately, Field Installed | Note: | 5% | 10%
HB44WG | Wire Guard, fits HB44, for use with flat glass lenses |  | 52 | 55
CPSC | Safety Cable, 3´ Steel Cable with Clear Vinyl Coating, Steel Eye & Loop Ends |  | 29 | 30
Replacement Parts: | Ships Separately, Field Installed | Note: | 5% | 10%
CPMH3 | Die Cast Hook with 1" NPS Threads |  | 16 | 17
HBCB16 | 16˝ Clampband |  | 29 | 30
HBGL16 | 16˝ Tempered Clear Flat Glass Lens |  | 33 | 35
P17116 | External Microwave Sensor with Dimming, 120-277V Only. |  | 119 | 127
Notes:
(20) includes w/clamp band, glass and gasket
(22) $150.00 Paint Set-up Fee for quantities under 5 pcs
LEDicated
1882 Lighting
Norfolk 45 22” Aisle Light
LED Model: | Description: | Note: | 5% | 10%
NOR45QK1X273 | 22” Norfolk Aisle Lighter Type K 273w | 20 | 522 | 549
Ballast: | Factory Installed | Note: | 5% | 10%
U | 120-277v |  | NC | NC
H | 347-480v |  | 100 | 106
Color Temp: | Factory Installed | Note: | 5% | 10%
5K | 5000K |  | NC | NC
Lens: | Factory Installed | Note: | 5% | 10%
G | 22" Clear Flat Glass Lens |  | NC | NC
Color: | Factory Installed | Note: | 5% | 10%
W | White |  | NC | NC
C | Custom Paint Color | 22 | 105 | 105
Options: | Factory Installed | Note: | 5% | 10%
SF | Single Fuse (120-277v Only) |  | 29 | 30
DF | Double Fuse (120-277v Only) |  | 58 | 62
SP | 120-277VAC 10KA Surge Suppressor |  | 25 | 27
SP2 | 120-277VAC 20KA Surge Suppressor |  | 49 | 52
SPH | 347-480VAC 10KA Surge Suppressor |  | 28 | 29
M3 | Microwave Sensor with Dimming, 120-277V Only. |  | 134 | 142
C6600B | 6 Foot Black Cord, 600VAC, 3 Wire, Leads |  | 19 | 20
C6600W | 6 Foot White Cord, 600VAC, 3 Wire, Leads |  | 19 | 20
C4600B | 4 Foot Black Cord, 600VAC, 3 Wire, Leads |  | 18 | 19
CP6120W | 6 Foot White Cord, 3 Wire, L5-15P Twist-Lock Plug |  | 43 | 45
CP6277W | 6 Foot White Cord, 3 Wire, L7-15P Twist-Lock Plug |  | 46 | 49
BU | Emergency Back-up Battery w/4X5w COB, Includes Brackets, Emergency Inverter & Battery |  | 414 | 439
Accessories: | Ships Separately, Field Installed | Note: | 5% | 10%
CPSC | Safety Cable, 3´ Steel Cable with Clear Vinyl Coating, Steel Eye & Loop Ends |  | 29 | 30
HBAR22WG | Wire Guard, fits HB45, for use with flat glass lenses. |  | 64 | 68
Replacement Parts: | Ships Separately, Field Installed | Note: | 5% | 10%
CPMH3 | Die Cast Hook with 1" NPS Threads |  | 16 | 17
HBCB22 | 22˝ Clampband |  | 32 | 34
HBGL22 | 22" Tempered Clear Flat Glass Lens |  | 46 | 49
P17116 | External Microwave Sensor with Dimming, 120-277V Only. |  | 119 | 127
Notes:
(20) includes w/clamp band, glass and gasket
(22) $150.00 Paint Set-up Fee for quantities under 5 pcs
LEDicated
1882 Lighting
Norfolk 45 22” Highbay
LED Model: | Description: | Note: | 5% | 10%
NOR45QF1X273 | EasyLED Norfolk Type F 273w | 20 | 499 | 524
Ballast: | Factory Installed | Note: | 5% | 10%
U | 120-277v |  | NC | NC
H | 347-480v |  | 100 | 106
Color Temp: | Factory Installed | Note: | 5% | 10%
4K | 4000K |  | NC | NC
5K | 5000K |  | NC | NC
Lens: | Factory Installed | Note: | 5% | 10%
G | 22" Clear Flat Glass Lens |  | NC | NC
C | 22" LexaLite Clear Prismatic Acrylic Conical Lens |  | 85 | 90
D | 22" Acrylic Drop Lens |  | 103 | 109
B | 22" Polycarbonate Drop Lens |  | 91 | 96
Color: | Factory Installed | Note: | 5% | 10%
W | White |  | NC | NC
C | Custom Paint Color | 22 | 105 | 105
Options | Factory Installed | Note: | 5% | 10%
SF | Single Fuse (120-277v Only) |  | 29 | 30
DF | Double Fuse (120-277v Only) |  | 58 | 62
SP | 120-277VAC 10KA Surge Suppressor |  | 25 | 27
SP2 | 120-277VAC 20KA Surge Suppressor |  | 49 | 52
SPH | 347-480VAC 10KA Surge Suppressor |  | 28 | 29
M3 | Microwave Sensor with Dimming, 120-277V Only. |  | 134 | 142
C6600B | 6 Foot Black Cord, 600VAC, 3 Wire, Leads |  | 19 | 20
C6600W | 6 Foot White Cord, 600VAC, 3 Wire, Leads |  | 19 | 20
C4600B | 4 Foot Black Cord, 600VAC, 3 Wire, Leads |  | 18 | 19
CP6120W | 6 Foot White Cord, 3 Wire, L5-15P Twist-Lock Plug |  | 43 | 45
CP6277W | 6 Foot White Cord, 3 Wire, L7-15P Twist-Lock Plug |  | 46 | 49
BU | Emergency Back-up Battery w/4X5w COB, Includes Brackets, Emergency Inverter & Battery |  | 414 | 439
Accessories: | Ships Separately, Field Installed | Note: | 5% | 10%
CPSC | Safety Cable, 3´ Steel Cable with Clear Vinyl Coating, Steel Eye & Loop Ends |  | 29 | 30
HBAR22WG | Wire Guard, fits HB45, for use with flat glass lenses. |  | 64 | 68
Replacement Parts: | Ships Separately, Field Installed | Note: | 5% | 10%
CPMH3 | Die Cast Hook with 1" NPS Threads |  | 16 | 17
HBCB22 | 22˝ Clampband |  | 32 | 34
HBCL22 | 22˝ LexaLite Clear Prismatic Acrylic Conical Lens. UV Stabilized, High-Efficiency Operation in General Applications. |  | 73 | 78
HBDL22 | 22˝ LexaLite Clear Prismatic Acrylic Drop Lens. UV Stabilized, High-Efficiency Operation in General Applications |  | 91 | 97
HBGL22 | 22" Tempered Clear Flat Glass Lens |  | 46 | 49
HBPC22 | 22˝ Polycarbonate Drop Lens |  | 79 | 84
P17116 | External Microwave Sensor with Dimming, 120-277V Only. |  | 119 | 127
Notes:
(20) includes w/clamp band, glass and gasket
(22) $150.00 Paint Set-up Fee for quantities under 5 pcs
LEDicated
1882 Lighting
Norfolk 45 22” Narrow Beam Highbay
LED Model: | Description: | Note: | 5% | 10%
NOR45QI1X273 | EasyLED Norfolk 22" LED Highbay Narrow Beam (30°) 273w |  | 522 | 549
Ballast: | Factory Installed | Note: | 5% | 10%
U | 120-277v |  | NC | NC
H | 347-480v |  | 100 | 106
Color Temp: | Factory Installed | Note: | 5% | 10%
5K | 5000K |  | NC | NC
Lens: | Factory Installed | Note: | 5% | 10%
G | 22" Clear Flat Glass Lens |  | NC | NC
Color: | Factory Installed | Note: | 5% | 10%
W | White |  | NC | NC
C | Custom Paint Color | 22 | 105 | 105
Options: | Factory Installed | Note: | 5% | 10%
SF | Single Fuse (120-277v Only) |  | 29 | 30
DF | Double Fuse (120-277v Only) |  | 58 | 62
SP | 120-277VAC 10KA Surge Suppressor |  | 25 | 27
SP2 | 120-277VAC 20KA Surge Suppressor |  | 49 | 52
SPH | 347-480VAC 10KA Surge Suppressor |  | 28 | 29
M3 | Microwave Sensor with Dimming, 120-277V Only. |  | 134 | 142
C6600B | 6 Foot Black Cord, 600VAC, 3 Wire, Leads |  | 19 | 20
C6600W | 6 Foot White Cord, 600VAC, 3 Wire, Leads |  | 19 | 20
C4600B | 4 Foot Black Cord, 600VAC, 3 Wire, Leads |  | 18 | 19
CP6120W | 6 Foot White Cord, 3 Wire, L5-15P Twist-Lock Plug |  | 43 | 45
CP6277W | 6 Foot White Cord, 3 Wire, L7-15P Twist-Lock Plug |  | 46 | 49
BU | Emergency Back-up Battery w/4X5w COB, Includes Brackets, Emergency Inverter & Battery |  | 414 | 439
Accessories: | Ships Separately, Field Installed | Note: | 5% | 10%
CPSC | Safety Cable, 3´ Steel Cable with Clear Vinyl Coating, Steel Eye & Loop Ends |  | 29 | 30
HBAR22WG | Wire Guard, fits HB45, for use with flat glass lenses. |  | 64 | 68
Replacement Parts: | Ships Separately, Field Installed | Note: | 5% | 10%
CPMH3 | Die Cast Hook with 1" NPS Threads |  | 16 | 17
HBCB22 | 22˝ Clampband |  | 32 | 34
HBGL22 | 22" Tempered Clear Flat Glass Lens |  | 46 | 49
P17116 | External Microwave Sensor with Dimming, 120-277V Only. |  | 119 | 127
Notes:
(22) $150.00 Paint Set-up Fee for quantities under 5 pcs
LEDicated
1882 Lighting
Norfolk 45C3 22” Highbay
LED Model: | Description: | Note: | 5% | 10%
NOR45C316X20 | COB Norfolk 22" LED Highbay COB 320w | 20 | 629 | 668
Ballast: | Factory Installed | Note: | 5% | 10%
U | 120-277v |  | NC | NC
H | 347-480v |  | 100 | 106
Color Temp: | Factory Installed | Note: | 5% | 10%
5K | 5000K |  | NC | NC
Lens: | Factory Installed | Note: | 5% | 10%
G | 22" Tempered Clear Flat Glass Lens |  | 58 | 61
C | 22" LexaLite Clear Prismatic Acrylic Conical Lens |  | 85 | 90
D | 22" Acrylic Drop Lens |  | 103 | 109
B | 22" Polycarbonate Drop Lens |  | 91 | 96
N | No Glass | 36 | NC | NC
Color: | Factory Installed | Note: | 5% | 10%
W | White |  | NC | NC
C | Custom Paint Color | 22 | 105 | 105
Options: | Factory Installed | Note: | 5% | 10%
SF | Single Fuse (120-277v Only) |  | 29 | 30
DF | Double Fuse (120-277v Only) |  | 58 | 62
SP | 120-277VAC 10KA Surge Suppressor |  | 25 | 27
SP2 | 120-277VAC 20KA Surge Suppressor |  | 49 | 52
SPH | 347-480VAC 10KA Surge Suppressor |  | 28 | 29
M3 | Microwave Sensor with Dimming, 120-277V Only. |  | 134 | 142
C6600B | 6 Foot Black Cord, 600VAC, 3 Wire, Leads |  | 19 | 20
C6600W | 6 Foot White Cord, 600VAC, 3 Wire, Leads |  | 19 | 20
C4600B | 4 Foot Black Cord, 600VAC, 3 Wire, Leads |  | 18 | 19
CP6120W | 6 Foot White Cord, 3 Wire, L5-15P Twist-Lock Plug |  | 43 | 45
CP6277W | 6 Foot White Cord, 3 Wire, L7-15P Twist-Lock Plug |  | 46 | 49
BU | Emergency Back-up Battery w/4X5w COB, Includes Brackets, Emergency Inverter & Battery |  | 414 | 439
Accessories: | Ships Separately, Field Installed | Note: | 5% | 10%
CPMH3 | Die Cast Hook with 1" NPS Threads |  | 16 | 17
HBAR22WG | Wire Guard, fits HB45, for use with flat glass lenses. |  | 64 | 68
Replacement Parts: | Ships Separately, Field Installed | Note: | 5% | 10%
HBCB22 | 22˝ Clampband |  | 32 | 34
HBCL22 | 22˝ LexaLite Clear Prismatic Acrylic Conical Lens. UV Stabilized, High-Efficiency Operation in General Applications. |  | 73 | 78
HBDL22 | 22˝ LexaLite Clear Prismatic Acrylic Drop Lens. UV Stabilized, High-Efficiency Operation in General Applications |  | 91 | 97
HBGL22 | 22" Tempered Clear Flat Glass Lens |  | 46 | 49
HBPC22 | 22˝ Polycarbonate Drop Lens |  | 79 | 84
P17116 | External Microwave Sensor with Dimming, 120-277V Only. |  | 119 | 127
CPSC | Safety Cable, 3´ Steel Cable with Clear Vinyl Coating, Steel Eye & Loop Ends. |  | 29 | 30
Notes:
(20) includes w/clamp band, glass and gasket
(22) $150.00 Paint Set-up Fee for quantities under 5 pcs
(36) IP54 (with Lenses); IP44 (without Lenses)
LEDicated
1882 Lighting
Nova 10 LED Step Light
LED Model: | Description: | Note: | 5% | 10%
NOVA10F1X41204K | LED Step Light Type F 4w 120v 4000K |  | 52 | 55
Color: | Factory Installed | Note: | 5% | 10%
Z | Bronze |  | NC | NC
B | Black |  | NC | NC
W | White |  | NC | NC
C | Custom Paint Color |  | 30 | 30
Notes:
LEDicated
1882 Lighting
OptiMAX EasyLED Harsh Environment High Bay NEW ITEM
Model: | Description: | Note: | 5% | 10%
82OPMXQM1X100WC | OptiMAX EasyLED Harsh Environment High Bay 100w 120-277v |  | 468 | 497
82OPMXQM1X150WC | OptiMAX EasyLED Harsh Environment High Bay 150w 120-277v |  | 500 | 532
82OPMXQM1X200WC | OptiMAX EasyLED Harsh Environment High Bay 200w 120-277v |  | 525 | 558
82OPMXQM1X250WC | OptiMAX EasyLED Harsh Environment High Bay 250w 120-277v |  | 551 | 585
82OPMXQM1X100WH | OptiMAX EasyLED Harsh Environment High Bay 100w 347-480v |  | 582 | 618
82OPMXQM1X150WH | OptiMAX EasyLED Harsh Environment High Bay 150w 347-480v |  | 615 | 653
Color Temp: | Factory Installed | Note: | 5% | 10%
4K | 4000K |  | NC | NC
5K | 5000K |  | NC | NC
Lens: | Factory Installed | Note: | 5% | 10%
CP | Clear Polycarbonate | 32 | NC | NC
CA | Clear DR Acrylic |  | 95 | 100
Color: | Factory Installed | Note: | 5% | 10%
W | White |  | NC | NC
Options: | Factory Installed | Note: | 5% | 10%
SF | Single Fuse (120-277v Only) |  | 29 | 30
DF | Double Fuse (120-277v Only) |  | 58 | 62
SP | 120-277VAC 10KA Surge Suppressor |  | 25 | 27
SP2 | 120-277VAC 20KA Surge Suppressor |  | 49 | 52
SPH | 347-480VAC 10KA Surge Suppressor |  | 28 | 29
S5 | Microwave Sensor with Dimming 120-277V Only. |  | 113 | 119
BU | Battery Backup, 90 Minutes (19w, 36w, 53w Only) | 33 | 204 | 216
Accessories: | Ships Separately, Field Installed | Note: | 5% | 10%
CPSC6 | 6 FT Safety Cable |  | 29 | 30
P17126 | Remote Programming Tool for P17125 |  | 80 | 85
Replacement Parts: | Ships Separately, Field Installed | Note: | 5% | 10%
P17125 | Internal Microwave Sensor with Dimming 120-277V Only. |  | 98 | 104
3EBLX1055190A | Provides 90 Minutes of Backup Power (120-277v Only) |  | 192 | 204
Notes:
(32) Not recommended for Alkaline Industrial Cleaners
(33) 100W 120-277V Models Only
LegacyLED
1882 Lighting
Orbit 12 Small Full Cutoff Wall Pack
LED Model: | Description: | Note: | 5% | 10%
ORB12*1X15 | EasyLED Small Full Cutoff Wall Pack *(Type C, F) 15w |  | 189 | 200
ORB12*1X22 | EasyLED Small Full Cutoff Wall Pack *(Type C, F) 22w |  | 189 | 200
Ballast: | Factory Installed | Note: | 5% | 10%
U | 120-277v |  | NC | NC
H | 347-480v |  | 35 | 37
Color Temp: | Factory Installed | Note: | 5% | 10%
4K | 4000K |  | NC | NC
5K | 5000K |  | NC | NC
Lens: | Factory Installed | Note: | 5% | 10%
C | Clear Flat Glass Lens |  | NC | NC
Color: | Factory Installed | Note: | 5% | 10%
Z | Bronze |  | NC | NC
C | Custom Paint Color | 22 | 80 | 80
Options: | Factory Installed | Note: | 5% | 10%
SF | Single Fuse (120-277v Only) |  | 29 | 30
DF | Double Fuse (120-277v Only) |  | 58 | 62
SP | 120-277VAC 10KA Surge Suppressor |  | 25 | 27
SP2 | 120-277VAC 20KA Surge Suppressor |  | 49 | 52
SPH | 347-480VAC 10KA Surge Suppressor |  | 28 | 29
BU | Battery Backup, 90 Minutes (120-277v Only) |  | 204 | 216
BUC | Cold Start Battery Backup, -20°C, 90 Minutes (120-277v Only) |  | 274 | 290
PC3 | Button Photocell, 120-277VAC |  | 48 | 50
P10 | Pencil Photocell, 120VAC |  | 34 | 35
P12 | Pencil Photocell, 277VAC |  | 34 | 35
P14 | Pencil Photocell, 120-277VAC |  | 43 | 45
P20 | Swivel Photocell, 120VAC |  | 34 | 35
P22 | Swivel Photocell, 208-277VAC |  | 34 | 35
Replacement Parts: | Ships Separately, Field Installed | Note: | 5% | 10%
3EBLX1055190A | Provides 90 Minutes of Backup Power (120-277v Only) |  | 192 | 204
3EBLX10T1555CPA | Cold Start Battery Backup, -20°C, 90 Minutes (120-277v Only) |  | 262 | 278
P18110 | 110-130V 120VAC Pencil Photocell (120-277v Only) |  | 24 | 25
P18112 | 208-277V 240VAC Pencil Photocell (120-277v Only) |  | 24 | 25
P18114 | 120-277V, Pencil Photocell (120-277v Only) |  | 33 | 35
P18120 | 110-130V, 120VAC Swivel Photocell (120-277v Only) |  | 24 | 25
P18122 | 208-277V, 240VAC Swivel Photocell (120-277v Only) |  | 24 | 25
Notes:
(22) $150.00 Paint Set-up Fee for quantities under 5 pcs
LegacyLED
1882 Lighting
Orbit 15 Medium Wall Pack
LED Model: | Description: | Note: | 5% | 10%
ORB15*1X25 | EasyLED Orbit Medium Full Cutoff Wall Pack *(Type C, F) 25w |  | 250 | 265
ORB15*1X37 | EasyLED Orbit Medium Full Cutoff Wall Pack *(Type C, F) 37w |  | 250 | 265
ORB15*1X50 | EasyLED Orbit Medium Full Cutoff Wall Pack *(Type C, F) 50w |  | 250 | 265
Ballast: | Factory Installed | Note: | 5% | 10%
U | 120-277v |  | NC | NC
H | 347-480v |  | TBD | TBD
Color Temp: | Factory Installed | Note: | 5% | 10%
3K | 3000K (37w, 50w Type C Only) |  | NC | NC
4K | 4000K |  | NC | NC
5K | 5000K |  | NC | NC
Lens: | Factory Installed | Note: | 5% | 10%
C | Clear Glass |  | NC | NC
P | Prismatic Glass | 21 | 37 | 39
Color: | Factory Installed | Note: | 5% | 10%
Z | Bronze |  | NC | NC
C | Custom Paint Color | 22 | 95 | 95
Options: | Factory Installed | Note: | 5% | 10%
SF | Single Fuse (120-277v Only) |  | 29 | 30
DF | Double Fuse (120-277v Only) |  | 58 | 62
SP | 120-277VAC 10KA Surge Suppressor |  | 25 | 27
SP2 | 120-277VAC 20KA Surge Suppressor |  | 49 | 52
BU | Battery Backup, 90 Minutes (120-277v Only) |  | 204 | 216
BUC | Cold Start Battery Backup, -20°C, 90 Minutes (120-277v Only) |  | 274 | 290
PC3 | Button Photocell, 120-277VAC |  | 48 | 50
S2 | Microwave Sensor with Dimming, 120-277V Only. |  | 85 | 89
S4 | Microwave On/Off Motion Sensor – NO DIMMING, 120-277V Only. |  | 59 | 62
Accessories: | Ships Separately, Field Installed | Note: | 5% | 10%
WPC15LG | Clear UV-Stabilized Polycarbonate Vandal-Resistant Guard, Includes Hardware. |  | 36 | 38
WPC15WG | Wire Guard, Stainless Steel Construction, Includes Hardware. |  | 31 | 33
Replacement Parts: | Ships Separately, Field Installed | Note: | 5% | 10%
3EBLX1055190A | Provides 90 Minutes of Backup Power (120-277v Only) |  | 192 | 204
3EBLX10T1555CPA | Cold Start Battery Backup, -20°C, 90 Minutes (120-277v Only) |  | 262 | 278
P17117 | Internal Microwave Sensor with Dimming, 120-277V Only. |  | 70 | 74
P17123 | Internal Microwave On/Off Motion Sensor – NO DIMMING, 120-277V Only. |  | 44 | 47
P18103 | 120-277VAC Button Photocell |  | 38 | 40
WPC15GLC | Tempered Clear Flat Glass Lens |  | 13 | 14
WPC15GLP | Tempered Prismatic Flat Glass Lens | 21 | 25 | 27
Notes:
(21) For "F" Option Only
(22) $150.00 Paint Set-up Fee for quantities under 5 pcs
LegacyLED
1882 Lighting
Orbit 20 Large Full Cutoff Wall Pack
LED Model: | Description: | Note: | 5% | 10%
ORB20*1X37 | Orbit Large Full Cutoff Wall Pack *(Type C, F) 37w |  | 340 | 362
ORB20*1X56 | Orbit Large Full Cutoff Wall Pack *(Type C, F) 56w |  | 340 | 362
Ballast: | Factory Installed | Note: | 5% | 10%
U | 120-277v |  | NC | NC
H | 347-480v @ 37w |  | 23 | 25
H | 347-480v @ 56w |  | 100 | 106
Color Temp: | Factory Installed | Note: | 5% | 10%
4K | 4000K |  | NC | NC
5K | 5000K |  | NC | NC
Lens: | Factory Installed | Note: | 5% | 10%
C | Clear Flat Glass Lens |  | NC | NC
P | Clear Flat Prismatic Glass Lens | 21 | 41 | 42
Color: | Factory Installed | Note: | 5% | 10%
Z | Bronze |  | NC | NC
C | Custom Paint Color | 22 | 105 | 105
Options: | Factory Installed | Note: | 5% | 10%
SF | Single Fuse (120-277v Only) |  | 29 | 30
DF | Double Fuse (120-277v Only) |  | 58 | 62
SP | 120-277VAC 10KA Surge Suppressor |  | 25 | 27
SP2 | 120-277VAC 20KA Surge Suppressor |  | 49 | 52
SPH | 347-480VAC 10KA Surge Suppressor |  | 28 | 29
BU | Battery Backup, 90 Minutes |  | 204 | 216
BUC | Cold Start Battery Backup, -20°C, 90 Minutes (120-277v Only) |  | 274 | 290
PC3 | Button Photocell, 120-277VAC |  | 48 | 50
S2 | Microwave Sensor with Dimming, 120-277V Only. |  | 85 | 89
S4 | Microwave On/Off Motion Sensor – NO DIMMING, 120-277V Only. |  | 59 | 62
Accessories: | Ships Separately, Field Installed | Note: | 5% | 10%
WPC25WG | Wire Guard, Stainless Steel Construction, Includes Hardware. |  | 31 | 33
Replacement Parts: | Ships Separately, Field Installed | Note: | 5% | 10%
3EBLX1055190A | Provides 90 Minutes of Backup Power (120-277v Only) |  | 192 | 204
3EBLX10T1555CPA | Cold Start Battery Backup, -20°C, 90 Minutes (120-277v Only) |  | 262 | 278
P17117 | Internal Microwave Sensor with Dimming, 120-277V Only. |  | 70 | 74
P17123 | Internal Microwave On/Off Motion Sensor – NO DIMMING, 120-277V Only. |  | 44 | 47
P18103 | 120-277VAC Button Photocell |  | 38 | 40
WPC20GLP | Tempered Prismatic Flat Glass Lens | 21 | 29 | 30
Notes:
(21) For "F" Option Only
(22) $150.00 Paint Set-up Fee for quantities under 5 pcs
LegacyLED
1882 Lighting
Orbit 34 Low Profile Round Surface Mount
LED Model: | Description: | Note: | 5% | 10%
ORBIT34F1X34 | ORBIT34 Type F 34w |  | 218 | 232
Ballast: | Factory Installed | Note: | 5% | 10%
U | 120-277v |  | NC | NC
H | 347-480v |  | 23 | 25
Color Temp: | Factory Installed | Note: | 5% | 10%
4K | 4000K |  | NC | NC
5K | 5000K |  | NC | NC
Lens: | Factory Installed | Note: | 5% | 10%
LP | SoftLED Low Profile LumaLens Opal UV-Stabilized Polycarbonate Lens |  | NC | NC
Color: | Factory Installed | Note: | 5% | 10%
Z | Bronze |  | NC | NC
C | Custom Paint Color | 22 | 60 | 60
Options: | Factory Installed | Note: | 5% | 10%
SF | Single Fuse (120-277v Only) |  | 29 | 30
DF | Double Fuse (120-277v Only) |  | 58 | 62
SP | 120-277VAC 10KA Surge Suppressor |  | 25 | 27
SP2 | 120-277VAC 20KA Surge Suppressor |  | 49 | 52
SPH | 347-480VAC 10KA Surge Suppressor |  | 28 | 29
BU | Battery Backup, 90 Minutes (120-277v Only) |  | 204 | 216
BUC | Cold Start Battery Backup, -20°C, 90 Minutes (120-277v Only) |  | 274 | 290
S2 | Microwave Sensor with Dimming, 120-277V Only. |  | 85 | 89
S4 | Microwave On/Off Motion Sensor – NO DIMMING, 120-277V Only. |  | 59 | 62
Replacement Parts: | Ships Separately, Field Installed | Note: | 5% | 10%
P17117 | Internal Microwave Sensor with Dimming, 120-277V Only. |  | 70 | 74
P17123 | Internal Microwave On/Off Motion Sensor – NO DIMMING, 120-277V Only. |  | 44 | 47
3EBLX1055190A | Provides 90 Minutes of Backup Power (120-277v Only) |  | 192 | 204
3EBLX10T1555CPA | Cold Start Battery Backup, -20°C, 90 Minutes (120-277v Only) |  | 262 | 278
Notes:
(22) $150.00 Paint Set-up Fee for quantities under 5 pcs
LegacyLED
1882 Lighting
Orbit 35 Crescent Wall Sconce Downlight
LED Model: | Description: | Note: | 5% | 10%
ORB35C1X23 | EasyLED Crescent Wall Sconce Down Light Type C 23w |  | 462 | 490
ORB35C1X47 | EasyLED Crescent Wall Sconce Down Light Type C 47w |  | 483 | 513
Ballast: | Factory Installed | Note: | 5% | 10%
U | 120-277v |  | NC | NC
H | 347-480v |  | 88 | 93
Color Temp: | Factory Installed | Note: | 5% | 10%
3K | 3000K |  | NC | NC
4K | 4000K |  | NC | NC
5K | 5000K |  | NC | NC
Lens: | Factory Installed | Note: | 5% | 10%
C | Clear Flat Glass Lens |  | NC | NC
Color: | Factory Installed | Note: | 5% | 10%
Z | Bronze |  | NC | NC
C | Custom Paint Color | 22 | 90 | 90
Options: | Factory Installed | Note: | 5% | 10%
SF | Single Fuse (120-277v Only) |  | 29 | 30
DF | Double Fuse (120-277v Only) |  | 58 | 62
SP | 120-277VAC 10KA Surge Suppressor |  | 25 | 27
SP2 | 120-277VAC 20KA Surge Suppressor |  | 49 | 52
SPH | 347-480VAC 10KA Surge Suppressor |  | 28 | 29
BU | Battery Backup, 90 Minutes (120-277v Only) |  | 204 | 216
BUC | Cold Start Battery Backup, -20°C, 90 Minutes (120-277v Only) |  | 274 | 290
PC3 | Button Photocell, 120-277VAC |  | 48 | 50
Replacement Parts: | Ships Separately, Field Installed | Note: | 5% | 10%
3EBLX1055190A | Provides 90 Minutes of Backup Power (120-277v Only) |  | 192 | 204
3EBLX10T1555CPA | Cold Start Battery Backup, -20°C, 90 Minutes (120-277v Only) |  | 262 | 278
P18103 | 120-277VAC Button Photocell |  | 38 | 40
WP35GL | Tempered Clear Flat Glass Lens |  | 18 | 19
Notes:
(22) $150.00 Paint Set-up Fee for quantities under 5 pcs
LegacyLED
1882 Lighting
Orbit 36 Crescent Wall Sconce
LED Model: | Description: | Note: | 5% | 10%
ORB36QC1X23 | EasyLED Wall Sconce Type C 23w |  | 465 | 494
ORB36QC1X47 | EasyLED Wall Sconce Type C 23w |  | 522 | 554
Ballast: | Factory Installed | Note: | 5% | 10%
U | 120-277v |  | NC | NC
H | 347-480v |  | 88 | 93
Color Temp: | Factory Installed | Note: | 5% | 10%
4K | 4000K |  | NC | NC
5K | 5000K |  | NC | NC
Lens: | Factory Installed | Note: | 5% | 10%
C | Clear Flat Glass Lens |  | NC | NC
Color: | Factory Installed | Note: | 5% | 10%
Z | Bronze |  | NC | NC
C | Custom Paint Color | 22 | 85 | 85
Options: | Factory Installed | Note: | 5% | 10%
SF | Single Fuse (120-277v Only) |  | 29 | 30
DF | Double Fuse (120-277v Only) |  | 58 | 62
SP | 120-277VAC 10KA Surge Suppressor |  | 25 | 27
SP2 | 120-277VAC 20KA Surge Suppressor |  | 49 | 52
SPH | 347-480VAC 10KA Surge Suppressor |  | 28 | 29
BU | Battery Backup, 90 Minutes (120-277v Only) |  | 204 | 216
BUC | Cold Start Battery Backup, -20°C, 90 Minutes (120-277v Only) |  | 274 | 290
Replacement Parts: | Ships Separately, Field Installed | Note: | 5% | 10%
3EBLX1055190A | Provides 90 Minutes of Backup Power (120-277v Only) |  | 192 | 204
3EBLX10T1555CPA | Cold Start Battery Backup, -20°C, 90 Minutes (120-277v Only) |  | 262 | 278
WPC36GL | Tempered Clear Flat Glass Lens |  | TBD | TBD
Notes:
(22) $150.00 Paint Set-up Fee for quantities under 5 pcs
LEDicated
1882 Lighting
Orbit 44 Full Cutoff Small Powerpack
LED Model: | Description: | Note: | 5% | 10%
ORB44D1X17 | Small PowerPack Full Cutoff Wall Mount Type D 17w |  | 311 | 330
ORB44D1X25 | Small PowerPack Full Cutoff Wall Mount Type D 25w |  | 311 | 330
ORB44D1X37 | Small PowerPack Full Cutoff Wall Mount Type D 37w |  | 336 | 357
ORB44D1X81 | Small PowerPack Full Cutoff Wall Mount Type D 81w |  | 399 | 424
Ballast: | Factory Installed | Note: | 5% | 10%
U | 120-277v |  | NC | NC
C | 347v @ 25w |  | 35 | 37
H | 347-480v @ 25w, 37w, 81w |  | 23 | 25
Color Temp: | Factory Installed | Note: | 5% | 10%
3K | 3000K |  | NC | NC
4K | 4000K |  | NC | NC
5K | 5000K |  | NC | NC
Lens: | Factory Installed | Note: | 5% | 10%
C | Clear Molded UV-Stabilized Polycarbonate Lens |  | NC | NC
Color: | Factory Installed | Note: | 5% | 10%
Z | Bronze |  | NC | NC
C | Custom Paint Color | 22 | 85 | 85
Options: | Factory Installed | Note: | 5% | 10%
SF | Single Fuse (120-277v Only) |  | 29 | 30
DF | Double Fuse (120-277v Only) |  | 58 | 62
SP | 120-277VAC 10KA Surge Suppressor |  | 25 | 27
SP2 | 120-277VAC 20KA Surge Suppressor |  | 49 | 52
SPH | 347-480VAC 10KA Surge Suppressor |  | 28 | 29
R3 | 3-Pin Twist Lock Photocell Receptacle |  | 32 | 33
R5 | 5-Pin Twist Lock Photocell Receptacle |  | 40 | 42
R7 | 7-Pin ANSI C136.41—2013 Twist Lock Photocell Receptacle |  | 43 | 45
PC3 | Button Photocell, 120-277VAC |  | 48 | 50
S23 | Microwave Sensor with Dimming, 120-277V Only. |  | 101 | 107
S43 | Microwave On/Off Motion Sensor – NO Dimming, 120-277V Only. |  | 58 | 60
BU | Battery Backup, 90 Minutes |  | 204 | 216
BUC | Cold Start Battery Backup, -20°C, 90 Minutes (120-277v Only) |  | 274 | 290
Accessories: | Ships Separately, Field Installed | Note: | 5% | 10%
P18131 | Twist Lock Non-Shorting (Open) Cap Disconnects Service to Fixture for Temporary or Permanent Disabling (Fixture Always Off). IP65, 480V Maximum |  | 29 | 30
P18132 | Twist Lock Shorting Cap Provides Fixed Service to Fixture (Fixture Always on). IP65, Rated Load 7200w Tungsten |  | 13 | 14
P18140 | 110-120VAC Instant Twist Lock Photocell |  | 22 | 23
P18152 | 277VAC Time Delay Twist Lock Photocell |  | 22 | 23
P18156 | 120-277VAC Universal Twist Lock Photocell |  | 28 | 29
WPC44TPZ | Aluminum Trim Plate, Bronze Powdercoat Finish |  | 19 | 20
Replacement Parts: | Ships Separately, Field Installed | Note: | 5% | 10%
ACCHSG3 | Bronze UV-Stabilized Polycarbonate Housing for Installing Sensors, Includes Sensor Bracket and Gasket |  | 18 | 19
P17117 | Internal Microwave Sensor with Dimming, 120-277V Only. |  | 70 | 74
P17123 | Internal Microwave On/Off Motion Sensor – NO DIMMING, 120-277V Only. |  | 44 | 47
P18103 | 120-277VAC Button Photocell |  | 38 | 40
3EBLX1055190A | Provides 90 Minutes of Backup Power (120-277v Only) |  | 192 | 204
3EBLX10T1555CPA | Cold Start Battery Backup, -20°C, 90 Minutes (120-277v Only) |  | 262 | 278
Notes:
(22) $150.00 Paint Set-up Fee for quantities under 5 pcs
LEDicated
1882 Lighting
Orbit 45 Full Cutoff PowerPack Wall Mount
LED Model: | Description: | Note: | 5% | 10%
ORB45D1X81 | PowerPack Wall Mount Type D 81w |  | 508 | 539
ORB45D1X112 | PowerPack Wall Mount Type D 112w |  | 545 | 579
ORB45D1X174 | PowerPack Wall Mount Type D 174w |  | 597 | 634
Ballast: | Factory Installed | Note: | 5% | 10%
U | 120-277v |  | NC | NC
H | 347-480v @ 81w, 112w |  | 82 | 87
H | 347-480v @ 174w |  | 111 | 117
Color Temp: | Factory Installed | Note: | 5% | 10%
4K | 4000K |  | NC | NC
5K | 5000K |  | NC | NC
Lens: | Factory Installed | Note: | 5% | 10%
C | Clear Molded UV-Stabilized Polycarbonate Lens |  | NC | NC
Color: | Factory Installed | Note: | 5% | 10%
Z | Bronze |  | NC | NC
C | Custom Paint Color | 22 | 95 | 95
Options: | Factory Installed | Note: | 5% | 10%
SF | Single Fuse (120-277v Only) |  | 29 | 30
DF | Double Fuse (120-277v Only) |  | 58 | 62
SP | 120-277VAC 10KA Surge Suppressor |  | 25 | 27
SP2 | 120-277VAC 20KA Surge Suppressor |  | 49 | 52
SPH | 347-480VAC 10KA Surge Suppressor |  | 28 | 29
PC3 | Button Photocell, 120-277VAC |  | 48 | 50
R3 | 3-Pin Twist Lock Photocell Receptacle |  | 32 | 33
R5 | 5-Pin Twist Lock Photocell Receptacle |  | 40 | 42
R7 | 7-Pin ANSI C136.41—2013 Twist Lock Photocell Receptacle |  | 43 | 45
BU | Battery Backup, 90 Minutes |  | 204 | 216
BUC | Cold Start Battery Backup, -20°C, 90 Minutes (120-277v Only) |  | 274 | 290
S2 | Microwave Sensor with Dimming, 120-277V Only. |  | 85 | 89
S4 | Microwave On/Off Motion Sensor – NO DIMMING, 120-277V Only. |  | 59 | 62
Accessories: | Ships Separately, Field Installed | Note: | 5% | 10%
P18131 | Twist Lock Non-Shorting (Open) Cap Disconnects Service to Fixture for Temporary or Permanent Disabling (Fixture Always Off). IP65, 480V Maximum |  | 29 | 30
P18132 | Twist Lock Shorting Cap Provides Fixed Service to Fixture (Fixture Always on). IP65, Rated Load 7200w Tungsten |  | 13 | 14
P18140 | 110-120VAC Instant Twist Lock Photocell |  | 22 | 23
P18152 | 277VAC Time Delay Twist Lock Photocell |  | 22 | 23
P18156 | 120-277VAC Universal Twist Lock Photocell |  | 28 | 29
P18157 | 480VAC Twist Lock Photocell |  | 49 | 52
WPC45TPZ | Aluminum Trim Plate, Bronze Powdercoat Finish |  | 29 | 30
Replacement Parts: | Ships Separately, Field Installed | Note: | 5% | 10%
3EBLX1055190A | Provides 90 Minutes of Backup Power (120-277v Only) |  | 192 | 204
3EBLX10T1555CPA | Cold Start Battery Backup, -20°C, 90 Minutes (120-277v Only) |  | 262 | 278
P17117 | Internal Microwave Sensor with Dimming, 120-277V Only. |  | 70 | 74
P17123 | Internal Microwave On/Off Motion Sensor – NO DIMMING, 120-277V Only. |  | 44 | 47
P18103 | 120-277VAC Button Photocell |  | 38 | 40
Notes:
(22) $150.00 Paint Set-up Fee for quantities under 5 pcs
Pendant Mount
1882 Lighting
Oxford 1 Pendant Mount
LED Model: | Description: | Note: | 5% | 10%
OXF1 | Oxford 1 LED Pendant Mount - 6" 10w, 15w, 20w, 30w |  | 1438 | 1528
OXF1 | Oxford 1 LED Pendant Mount - 8" 40w, 50w, 60w |  | 1557 | 1654
Globe/Lens: | Description: | Note: | 5% | 10%
ACS | Acrylic Short Stipple Globe |  | 82 | 87
ADG | Acrylic Deep Stipple Globe |  | 83 | 88
PSS | Polycarbonate Short Stipple Globe |  | 60 | 64
PDG | Polycarbonate Deep Stipple Globe (Standard) |  | NC | NC
NL | No Secondary Lens |  | NC | NC
LED Module: | Description: | Note: | 5% | 10%
10W27K | 10w 2700K |  | NC | NC
15W27K | 15w 2700K |  | NC | NC
20W27K | 260w 2700K |  | NC | NC
30W27K | 30w 2700K |  | NC | NC
40W27K | 40w 2700K |  | NC | NC
50W27K | 50w 2700K |  | NC | NC
60W27K | 60w 2700K |  | NC | NC
10W3K | 10w 3000K |  | NC | NC
15W3K | 15w 3000K |  | NC | NC
20W3K | 20w 3000K |  | NC | NC
30W3K | 30w 3000K |  | NC | NC
40W3K | 40w 3000K |  | NC | NC
50W3K | 50w 3000K |  | NC | NC
60W3K | 60w 3000K |  | NC | NC
10W4K | 10w 4000K |  | NC | NC
15W4K | 15w 4000K |  | NC | NC
20W4K | 20w 4000K |  | NC | NC
30W4K | 30w 4000K |  | NC | NC
40W4K | 40w 4000K |  | NC | NC
50W4K | 50w 4000K |  | NC | NC
60W4K | 60w 4000K |  | NC | NC
10W5K | 10w 5000K |  | NC | NC
15W5K | 15w 5000K |  | NC | NC
20W5K | 20w 5000K |  | NC | NC
30W5K | 30w 5000K |  | NC | NC
40W5K | 40w 5000K |  | NC | NC
50W5K | 50w 5000K |  | NC | NC
60W5K | 60w 5000K |  | NC | NC
Voltage: | Description: | Note: | 5% | 10%
U | 120-277v |  | NC | NC
H | 347-480v |  | 53 | 57
Distribution: | Description: | Note: | 5% | 10%
2 | Type II |  | NC | NC
3 | Type III |  | NC | NC
4 | Type IV |  | NC | NC
5 | Type V |  | NC | NC
Capital: | Description: | Note: | 5% | 10%
C5 | PLC5 |  | NC | NC
Shade/Spinning: | Description: | Note: | 5% | 10%
N | None |  | NC | NC
C1 | 23” Shade |  | 308 | 327
C2 | 26” Shade |  | 308 | 327
C3 | 18” Shade |  | 308 | 327
C4 | 21” Shade |  | 308 | 327
W | Add White Finish Underneath Shade | 16 | 179 | 190
Options: | Description: | Note: | 5% | 10%
PC | Button Eye Photo Control |  | 71 | 75
H | House Side Shield |  | 83 | 88
N | None |  | NC | NC
Finish: | Description: | Note: | 5% | 10%
BK | Black |  | NC | NC
BZ | Bronze |  | NC | NC
DBZ | Dark Bronze |  | NC | NC
WH | White |  | NC | NC
GR | Green |  | NC | NC
SM | Silver Metallic |  | NC | NC
GY | Light Gray |  | NC | NC
TBK | Textured Black |  | NC | NC
CC | Custom Color (Consult Factory) |  | Factory | Factory
Notes:
Post Top
1882 Lighting
Pacific Grove Post Top
LED Model: | Description: | Note: | 5% | 10%
PCG | Pacific Grove Post Top LED Luminaire - 8" 40w, 50w, 60w |  | 1157 | 1229
PCG | Pacific Grove Post Top LED Luminaire - 12" 70w, 80w, 90w |  | 1362 | 1447
PCG | Pacific Grove Post Top LED Luminaire - 13" 105w, 120w |  | 1568 | 1665
Globe/Lens: | Description: | Note: | 5% | 10%
NL | No Secondary Lens |  | NC | NC
Capital: | Description: | Note: | 5% | 10%
C6 | PLC6 |  | NC | NC
LED Module: | Description: | Note: | 5% | 10%
40W27K | 40w 2700K |  | NC | NC
50W27K | 50w 2700K |  | NC | NC
60W27K | 60w 2700K |  | NC | NC
70W27K | 70w 2700K |  | NC | NC
80W27K | 80w 2700K |  | NC | NC
90W27K | 90w 2700K |  | NC | NC
105W27K | 105w 2700K |  | NC | NC
120W27K | 120w 2700K |  | NC | NC
40W3K | 40w 3000K |  | NC | NC
50W3K | 50w 3000K |  | NC | NC
60W3K | 60w 3000K |  | NC | NC
70W3K | 70w 3000K |  | NC | NC
80W3K | 80w 3000K |  | NC | NC
90W3K | 90w 3000K |  | NC | NC
105W3K | 105w 3000K |  | NC | NC
120W3K | 120w 3000K |  | NC | NC
40W4K | 40w 4000K |  | NC | NC
50W4K | 50w 4000K |  | NC | NC
60W4K | 60w 4000K |  | NC | NC
70W4K | 70w 4000K |  | NC | NC
80W4K | 80w 4000K |  | NC | NC
90W4K | 90w 4000K |  | NC | NC
105W4K | 105w 4000K |  | NC | NC
120W4K | 120w 4000K |  | NC | NC
40W5K | 40w 5000K |  | NC | NC
50W5K | 50w 5000K |  | NC | NC
60W5K | 60w 5000K |  | NC | NC
70W5K | 70w 5000K |  | NC | NC
80W5K | 80w 5000K |  | NC | NC
90W5K | 90w 5000K |  | NC | NC
105W5K | 105w 5000K |  | NC | NC
120W5K | 120w 5000K |  | NC | NC
Voltage: | Description: | Note: | 5% | 10%
U | 120-277v |  | NC | NC
H | 347-480v |  | 53 | 57
Distribution: | Description: | Note: | 5% | 10%
1 | Type I | 97 | NC | NC
2 | Type II |  | NC | NC
3 | Type III |  | NC | NC
4 | Type IV |  | NC | NC
5 | Type V |  | NC | NC
Options: | Description: | Note: | 5% | 10%
N | None |  | NC | NC
PC | Button Eye Photo Contro |  | 55 | 58
Finish: | Description: | Note: | 5% | 10%
BK | Black |  | NC | NC
BZ | Bronze |  | NC | NC
DBZ | Dark Bronze |  | NC | NC
WH | White |  | NC | NC
GR | Green |  | NC | NC
SM | Silver Metallic |  | NC | NC
GY | Light Gray |  | NC | NC
TBK | Textured Black |  | NC | NC
CC | Custom Color (Consult Factory) |  | Factory | Factory
Notes:
(97) 70w & Above Only
Pendant Mount
1882 Lighting
PASTOR Pendant Mount
LED Model: | Description: | Note: | 5% | 10%
PAS1QC1X37 | EasyLED Pastor Bell Pendant Type C 37w |  | 422 | 448
PAS1QF1X37 | EasyLED Pastor Bell Pendant Type F 37w |  | 392 | 417
PAS1QC1X65 | EasyLED Pastor Bell Pendant Type C 65w |  | 439 | 467
PAS1QF1X65 | EasyLED Pastor Bell Pendant Type F 65w |  | 412 | 438
PAS1QC1X84 | EasyLED Pastor Bell Pendant Type C 84w |  | 470 | 499
PAS1QF1X84 | EasyLED Pastor Bell Pendant Type F 84w |  | 470 | 499
Ballast: | Factory Installed | Note: | 5% | 10%
U | 120-277v |  | NC | NC
H | 347-480v |  | 64 | 68
Color Temp: | Factory Installed | Note: | 5% | 10%
3K | 3000K (65w Type C / 84w Type F Only) |  | NC | NC
4K | 4000K |  | NC | NC
5K | 5000K |  | NC | NC
Lens: | Factory Installed | Note: | 5% | 10%
C | Clear Prismatic Array Lens |  | NC | NC
L | LumaLens Opal Array Lens |  | 49 | 51
Color: | Factory Installed | Note: | 5% | 10%
B | Black |  | NC | NC
C | Custom Paint Color | 22 | 85 | 85
Options: | Factory Installed | Note: | 5% | 10%
SF | Single Fuse (120-277v Only) |  | 29 | 30
DF | Double Fuse (120-277v Only) |  | 58 | 62
SP | 120-277VAC 10KA Surge Suppressor |  | 25 | 27
SP2 | 120-277VAC 20KA Surge Suppressor |  | 49 | 52
SPH | 347-480VAC 10KA Surge Suppressor |  | 28 | 29
S2 | Microwave Sensor with Dimming, 120-277V Only. |  | 85 | 89
S4 | Microwave On/Off Motion Sensor – NO DIMMING, 120-277V Only. |  | 59 | 62
Arms: | Factory Installed | Note: | 5% | 10%
ASWM11 | Single Wall Mount Arm (includes Single Arm and Wall Mount Bracket) |  | 393 | 418
ASMA11 | Single Pole Mount Arm (includes Single Arm and Pole Adapter) |  | 399 | 424
ASMA12 | Dual Pole Mount Arm (includes 2 Single Arms and Pole Adapter) |  | 640 | 680
Arm Color: | Factory Installed | Note: | 5% | 10%
B | Black |  | NC | NC
C | ASWM11 - Custom Paint Color | 22 | 65 | 65
C | ASMA11 - Custom Paint Color | 22 | 65 | 65
C | ASMA12 - Custom Paint Color | 22 | 105 | 105
Arm Options: | Factory Installed | Note: | 5% | 10%
R3 | 3-Pin Twist Lock Photocell Receptacle |  | 32 | 33
R5 | 5-Pin Twist Lock Photocell Receptacle |  | 40 | 42
R7 | 7-Pin ANSI C136.41—2013 Twist Lock Photocell Receptacle |  | 43 | 45
Pole Model: | Factory Installed | Note: | 5% | 10%
PSRA2555B | Straight Round Aluminum Pole 25ft 5in 5mm w/5" Base Cover 1" Anchor Bolts Black |  | 1057 | 1123
CUT | Pole Cutting Fee |  | 65 | 65
Pole Top Mounting: | Factory Installed | Note: | 5% | 10%
P3 | 2-7/8" Single Round Vertical Tenon (P3), for 4" PRSA Poles, Black |  | 94 | 99
P3A | 2-7/8" Single Round Vertical Tenon (P3), for 5" PRSA Poles, Black |  | 106 | 112
Fluted Pole Model: | Factory Installed | Note: | 5% | 10%
PARF416ABB | 16´ Anchor Base Pole Black |  | 791 | 840
PARF422DBB | 22´ Direct Burial Pole Black |  | 646 | 687
CUT | Pole Cutting Fee |  | 65 | 65
Accessories: | Ships Separately, Field Installed | Note: | 5% | 10%
P18131 | Twist Lock Non-Shorting (Open) Cap Disconnects Service to Fixture for Temporary or Permanent Disabling (Fixture Always Off). IP65, 480V Maximum |  | 29 | 30
P18132 | Twist Lock Shorting Cap Provides Fixed Service to Fixture (Fixture Always on). IP65, Rated Load 7200w Tungsten |  | 13 | 14
P18140 | 110-120VAC Instant Twist Lock Photocell | 3 | 22 | 23
P18152 | 277VAC Time Delay Twist Lock Photocell | 3 | 22 | 23
P18156 | 120-277VAC Universal Twist Lock Photocell |  | 28 | 29
P18157 | 480VAC Twist Lock Photocell |  | 49 | 52
Replacement Parts: | Ships Separately, Field Installed | Note: | 5% | 10%
P17117 | Internal Microwave Sensor with Dimming, 120-277V Only. |  | 70 | 74
P17123 | Internal Microwave On/Off Motion Sensor – NO DIMMING, 120-277V Only. |  | 44 | 47
Notes:
(3) Photocell option not available with Wall Mount configuration.
(22) $150.00 Paint Set-up Fee for quantities under 5 pcs
LEDicated
1882 Lighting
Pelican 25 Area, Wall & Flood
LED Model: | Description: | Note: | 5% | 10%
PEL25QF1X56U*KC*BR | EasyLED Pelican Area, Flood and Wall Light 56w 120-277v Type F Clear Glass with 2-PIECE BRACKET | 5, 22 | 495 | 525
PEL25QF1X56U*KC*EH | EasyLED Pelican Area, Flood and Wall Light 56w 120-277v Type F Clear Glass with EASY HANG | 8, 22 | 482 | 512
PEL25QF1X56U*KC*KA | EasyLED Pelican Area, Flood and Wall Light 56w 120-277v Type F Clear Glass with KITTY HAWK | 6, 22 | 509 | 540
PEL25QF1X56U*KC*MA | EasyLED Pelican Area, Flood and Wall Light 56w 120-277v Type F Clear Glass with MOUNTING ARM | 9, 22 | 489 | 519
PEL25QF1X56U*KC*SF | EasyLED Pelican Area, Flood and Wall Light 56w 120-277v Type F Clear Glass with SLIPFITTER | 6, 22 | 522 | 554
PEL25QF1X56U*KC*WB | EasyLED Pelican Area, Flood and Wall Light 56w 120-277v Type F Clear Glass with WALL BRACKET | 10, 22 | 548 | 582
PEL25QF1X74U*KC*BR | EasyLED Pelican Area, Flood and Wall Light 74w 120-277v Type F Clear Glass with 2-PIECE BRACKET | 5, 22 | 509 | 540
PEL25QF1X74U*KC*EH | EasyLED Pelican Area, Flood and Wall Light 74w 120-277v Type F Clear Glass with EASY HANG | 8, 22 | 495 | 525
PEL25QF1X74U*KC*KA | EasyLED Pelican Area, Flood and Wall Light 74w 120-277v Type F Clear Glass with KITTY HAWK | 6, 22 | 522 | 554
PEL25QF1X74U*KC*MA | EasyLED Pelican Area, Flood and Wall Light 74w 120-277v Type F Clear Glass with MOUNTING ARM | 9, 22 | 502 | 533
PEL25QF1X74U*KC*SF | EasyLED Pelican Area, Flood and Wall Light 74w 120-277v Type F Clear Glass with SLIPFITTER | 6, 22 | 535 | 568
PEL25QF1X74U*KC*WB | EasyLED Pelican Area, Flood and Wall Light 74w 120-277v Type F Clear Glass with WALL BRACKET | 10, 22 | 555 | 589
PEL25QF1X112U*KC*BR | EasyLED Pelican Area, Flood and Wall Light 112w 120-277v Type F Clear Glass with 2-PIECE BRACKET | 5, 22 | 568 | 603
PEL25QF1X112U*KC*EH | EasyLED Pelican Area, Flood and Wall Light 112w 120-277v Type F Clear Glass with EASY HANG | 8, 22 | 555 | 589
PEL25QF1X112U*KC*KA | EasyLED Pelican Area, Flood and Wall Light 112w 120-277v Type F Clear Glass with KITTY HAWK | 6, 22 | 575 | 610
PEL25QF1X112U*KC*MA | EasyLED Pelican Area, Flood and Wall Light 112w 120-277v Type F Clear Glass with MOUNTING ARM | 9, 22 | 560 | 595
PEL25QF1X112U*KC*SF | EasyLED Pelican Area, Flood and Wall Light 112w 120-277v Type F Clear Glass with SLIPFITTER | 6, 22 | 600 | 638
PEL25QF1X112U*KC*WB | EasyLED Pelican Area, Flood and Wall Light 112w 120-277v Type F Clear Glass with WALL BRACKET | 10, 22 | 613 | 652
*Color Temp: | Factory Installed | Note: | 5% | 10%
3K | 3000K (56w Only) |  | NC | NC
4K | 4000K |  | NC | NC
5K | 5000K |  | NC | NC
*Color: | Factory Installed | Note: | 5% | 10%
Z | Bronze |  | NC | NC
C | Custom Paint Color | 22 | 85 | 85
Options: | Factory Installed | Note: | 5% | 10%
SF | Single Fuse (120-277v Only) |  | 29 | 30
DF | Double Fuse (120-277v Only) |  | 58 | 62
SP | 120-277VAC 10KA Surge Suppressor |  | 25 | 27
SP2 | 120-277VAC 20KA Surge Suppressor |  | 49 | 52
R3 | 3-Pin Twist Lock Photocell Receptacle |  | 32 | 33
R5 | 5-Pin Twist Lock Photocell Receptacle |  | 40 | 42
R7 | 7-Pin ANSI C136.41—2013 Twist Lock Photocell Receptacle |  | 43 | 45
Mounting Accessories: | Ships Separately, Field Installed | Note: | 5% | 10%
KH20WM | Die-Cast Wall Mount Adaptor, Bronze Powdercoat Finish. Use with Kitty Hawk Mounting Arm only. |  | 29 | 30
KH20RP | Die-Cast Adaptor for 4" to 5" Round Poles, Bronze Powdercoat Finish. Use with Kitty Hawk Mounting Arm Only. | 8, 22 | 25 | 27
PTSB1SZ | Single Pole Tenon Spoke Bracket, 2⅜″ Horizontal Mounting Arm, Bronze Powdercoat Finish, Includes Hardware |  | 179 | 190
PTSB290SZ | Twin Pole Tenon Spoke Bracket, 2⅜″ Horizontal 90° Mounting Arms, Bronze Powdercoat Finish, Includes Hardware. |  | 278 | 295
PTSB2180SZ | Twin Pole Tenon Spoke Bracket, 2⅜″ Horizontal 180° Mounting Arms, Bronze Powdercoat Finish, Includes Hardware. |  | 278 | 295
PTSB390SZ | Triple Pole Tenon Spoke Bracket, 2⅜″ Horizontal 90° Mounting Arms, Bronze Powdercoat Finish, Includes Hardware. | 4 | 413 | 439
PTSB3120SZ | Triple Pole Tenon Spoke Bracket, 2⅜″ Horizontal 120° Mounting Arms, Bronze Powdercoat Finish, Includes Hardware. | 4 | 412 | 438
PTSB490SZ | Quad Pole Tenon Spoke Bracket, 2⅜″ Horizontal 90° Mounting Arms, Bronze Powdercoat Finish, Includes Hardware. | 4 | 503 | 534
Accessories: | Ships Separately, Field Installed | Note: | 5% | 10%
P18131 | Twist Lock Non-Shorting (Open) Cap Disconnects Service to Fixture for Temporary or Permanent Disabling (Fixture Always Off). IP65, 480V Maximum |  | 29 | 30
P18132 | Twist Lock Shorting Cap Provides Fixed Service to Fixture (Fixture Always on). IP65, Rated Load 7200w Tungsten |  | 13 | 14
P18140 | 110-120VAC Instant Twist Lock Photocell | 3 | 22 | 23
P18152 | 277VAC Time Delay Twist Lock Photocell | 3 | 22 | 23
P18156 | 120-277VAC Universal Twist Lock Photocell |  | 28 | 29
P18157 | 480VAC Twist Lock Photocell |  | 49 | 52
AD25GSZ | Aluminum Glare/House Side Shield, Bronze Powdercoat Finish, Includes Hardware. |  | 43 | 45
AD25WG | Wire Guard, Stainless Steel Construction |  | 43 | 45
Replacement Parts: | Ships Separately, Field Installed | Note: | 5% | 10%
AD25WBZ | Die-cast Wall Mount Box, Allows Housing to Swivel 0° Up to 30°, Bronze Powdercoat Finish. Twist-Lock Photocell Option Not Available With This Mounting. | 10, 22 | 95 | 100
ALMAAZ | Die-Cast Adaptor for 2⅜" Horizontal Mounting Arms, Bronze Powdercoat Finish, Includes Hardware | 9, 22 | 49 | 52
FL73BRZ | Two-Piece Stamped Steel Adjustable Bracket, Bronze Powdercoat Finish, Includes Hardware | 5, 22 | 32 | 34
FL73SFXZ | External Mount Die-Cast Adjustable Slipfitter for 2⅜" Tenons, Bronze Powdercoat Finish, Includes Hardware | 6, 22 | 64 | 68
KH25AZ | Kitty Hawk Die-Cast Mounting Arm, Bronze Powdercoat Finish, Includes Hardware. Mounts Directly to Square Poles. | 6, 22 | 53 | 57
KHEHZ | Die-Cast Easy-Hang Wall Bracket, Bronze Powdercoat Finish, Includes Hardware | 8, 22 | 59 | 63
Notes:
(3) Photocell option not available with Wall Mount configuration.
(4) Special order item. Contact Sales or Customer Service Representative
(5) Custom Color Fee: $25.00
(6) Custom Color Fee: $25.00
(8) Custom Color Fee: $25.00
(9) Custom Color Fee: $25.00
(10) Custom Color Fee: $25.00
(22) $150.00 Paint Set-up Fee for quantities under 5 pcs
Post Top
1882 Lighting
Puerto 1 Post Top
LED Model: | Description: | Note: | 5% | 10%
PUT1 | Puerto 1 Post Top LED Luminaire - 6" 10w, 15w, 20w, 30w |  | 1652 | 1755
PUT1 | Puerto 1 Post Top LED Luminaire - 8" 40w, 50w, 60w, 80w |  | 1752 | 1862
Globe/Lens: | Description: | Note: | 5% | 10%
CA | Clear Acrylic |  | 55 | 58
FA | Frosted Acrylic |  | 82 | 87
N | No Secondary Lens |  | NC | NC
Rings & Bands: | Description: | Note: | 5% | 10%
5R | 5 Rings |  | 182 | 193
N | None |  | NC | NC
LED Module - HUNT1: | Description: | Note: | 5% | 10%
10W27K | 10w 2700K |  | NC | NC
15W27K | 15w 2700K |  | NC | NC
20W27K | 20w 2700K |  | NC | NC
30W27K | 30w 2700K |  | NC | NC
40W27K | 40w 2700K |  | NC | NC
50W27K | 50w 2700K |  | NC | NC
60W27K | 60w 2700K |  | NC | NC
70W27K | 70w 2700K |  | NC | NC
80W27K | 80w 2700K |  | NC | NC
10W3K | 10w 3000K |  | NC | NC
15W3K | 15w 3000K |  | NC | NC
20W3K | 20w 3000K |  | NC | NC
30W3K | 30w 3000K |  | NC | NC
40W3K | 40w 3000K |  | NC | NC
50W3K | 50w 3000K |  | NC | NC
60W3K | 60w 3000K |  | NC | NC
70W3K | 70w 3000K |  | NC | NC
80W3K | 80w 3000K |  | NC | NC
10W4K | 10w 4000K |  | NC | NC
15W4K | 15w 4000K |  | NC | NC
20W4K | 20w 4000K |  | NC | NC
30W4K | 30w 4000K |  | NC | NC
40W4K | 40w 4000K |  | NC | NC
50W4K | 50w 4000K |  | NC | NC
60W4K | 60w 4000K |  | NC | NC
70W4K | 70w 4000K |  | NC | NC
80W4K | 80w 4000K |  | NC | NC
10W5K | 10w 5000K |  | NC | NC
15W5K | 15w 5000K |  | NC | NC
20W5K | 20w 5000K |  | NC | NC
30W5K | 30w 5000K |  | NC | NC
40W5K | 40w 5000K |  | NC | NC
50W5K | 50w 5000K |  | NC | NC
60W5K | 60w 5000K |  | NC | NC
70W5K | 70w 5000K |  | NC | NC
80W5K | 80w 5000K |  | NC | NC
Voltage: | Description: | Note: | 5% | 10%
U | 120-277v |  | NC | NC
H | 347-480v |  | 53 | 57
Distribution: | Description: | Note: | 5% | 10%
2 | Type II |  | NC | NC
3 | Type III |  | NC | NC
4 | Type IV |  | NC | NC
5 | Type V |  | NC | NC
Shades: | Description: | Note: | 5% | 10%
BC1 | 28” Shade |  | NC | NC
BC1-SM | Small Shade, Top Mount |  | NC | NC
N | None |  | NC | NC
Mounting: | Description: | Note: | 5% | 10%
PT | Post Top |  | NC | NC
Options: | Description: | Note: | 5% | 10%
PC | Button Eye Photo Control |  | 69 | 73
H | House Side Shield |  | 55 | 58
N | None |  | NC | NC
Finish: | Description: | Note: | 5% | 10%
BK | Black |  | NC | NC
BZ | Bronze |  | NC | NC
DBZ | Dark Bronze |  | NC | NC
WH | White |  | NC | NC
GR | Green |  | NC | NC
SM | Silver Metallic |  | NC | NC
GY | Light Gray |  | NC | NC
TBK | Textured Black |  | NC | NC
CC | Custom Color (Consult Factory) |  | Factory | Factory
Notes:
Post Top
1882 Lighting
Puerto 2 Post Top
LED Model: | Description: | Note: | 5% | 10%
PUT2 | Puerto 2 Post Top LED Luminaire - 6" 10w, 15w, 20w, 30w |  | 1586 | 1685
PUT2 | Puerto 2 Post Top LED Luminaire - 8" 40w, 50w, 60w, 80w |  | 1686 | 1792
Globe/Lens: | Description: | Note: | 5% | 10%
CA | Clear Acrylic |  | 55 | 58
FA | Frosted Acrylic |  | 82 | 87
N | No Secondary Lens |  | NC | NC
LED Module - HUNT1: | Description: | Note: | 5% | 10%
10W27K | 10w 2700K |  | NC | NC
15W27K | 15w 2700K |  | NC | NC
20W27K | 20w 2700K |  | NC | NC
30W27K | 30w 2700K |  | NC | NC
40W27K | 40w 2700K |  | NC | NC
50W27K | 50w 2700K |  | NC | NC
60W27K | 60w 2700K |  | NC | NC
70W27K | 70w 2700K |  | NC | NC
80W27K | 80w 2700K |  | NC | NC
10W3K | 10w 3000K |  | NC | NC
15W3K | 15w 3000K |  | NC | NC
20W3K | 20w 3000K |  | NC | NC
30W3K | 30w 3000K |  | NC | NC
40W3K | 40w 3000K |  | NC | NC
50W3K | 50w 3000K |  | NC | NC
60W3K | 60w 3000K |  | NC | NC
70W3K | 70w 3000K |  | NC | NC
80W3K | 80w 3000K |  | NC | NC
10W4K | 10w 4000K |  | NC | NC
15W4K | 15w 4000K |  | NC | NC
20W4K | 20w 4000K |  | NC | NC
30W4K | 30w 4000K |  | NC | NC
40W4K | 40w 4000K |  | NC | NC
50W4K | 50w 4000K |  | NC | NC
60W4K | 60w 4000K |  | NC | NC
70W4K | 70w 4000K |  | NC | NC
80W4K | 80w 4000K |  | NC | NC
10W5K | 10w 5000K |  | NC | NC
15W5K | 15w 5000K |  | NC | NC
20W5K | 20w 5000K |  | NC | NC
30W5K | 30w 5000K |  | NC | NC
40W5K | 40w 5000K |  | NC | NC
50W5K | 50w 5000K |  | NC | NC
60W5K | 60w 5000K |  | NC | NC
70W5K | 70w 5000K |  | NC | NC
80W5K | 80w 5000K |  | NC | NC
Voltage: | Description: | Note: | 5% | 10%
U | 120-277v |  | NC | NC
H | 347-480v |  | 53 | 57
Distribution: | Description: | Note: | 5% | 10%
2 | Type II |  | NC | NC
3 | Type III |  | NC | NC
4 | Type IV |  | NC | NC
5 | Type V |  | NC | NC
Shades: | Description: | Note: | 5% | 10%
BC1 | 28” Shade |  | NC | NC
BC1-SM | Small Shade, Top Mount |  | NC | NC
N | None |  | NC | NC
Mounting: | Description: | Note: | 5% | 10%
PT | Post Top |  | NC | NC
Options: | Description: | Note: | 5% | 10%
PC | Button Eye Photo Control |  | 69 | 73
H | House Side Shield |  | 55 | 58
N | None |  | NC | NC
Finish: | Description: | Note: | 5% | 10%
BK | Black |  | NC | NC
BZ | Bronze |  | NC | NC
DBZ | Dark Bronze |  | NC | NC
WH | White |  | NC | NC
GR | Green |  | NC | NC
SM | Silver Metallic |  | NC | NC
GY | Light Gray |  | NC | NC
TBK | Textured Black |  | NC | NC
CC | Custom Color (Consult Factory) |  | Factory | Factory
Notes:
LEDicated
1882 Lighting
Pump 16 Gas Station Canopy
LED Model: | Description: | Note: | 5% | 10%
PMP16QF1X112 | 16" Gas Station Canopy Type F 112w |  | 524 | 557
Ballast: | Factory Installed | Note: | 5% | 10%
U | 120-277v |  | NC | NC
H | 347-480v |  | 82 | 87
Color Temp: | Factory Installed | Note: | 5% | 10%
4K | 4000K |  | NC | NC
5K | 5000K |  | NC | NC
Lens: | Factory Installed | Note: | 5% | 10%
C | Tempered Clear Flat Glass |  | NC | NC
Color: | Factory Installed | Note: | 5% | 10%
W | White |  | NC | NC
C | Custom Paint Color | 22 | 85 | 85
Options: | Factory Installed | Note: | 5% | 10%
SF | Single Fuse (120-277v Only) |  | 29 | 30
DF | Double Fuse (120-277v Only) |  | 58 | 62
SP | 120-277VAC 10KA Surge Suppressor |  | 25 | 27
SP2 | 120-277VAC 20KA Surge Suppressor |  | 49 | 52
SPH | 347-480VAC 10KA Surge Suppressor |  | 28 | 29
Notes:
(22) $150.00 Paint Set-up Fee for quantities under 5 pcs
LEDicated
1882 Lighting
Pump 20 Gas Station Canopy
LED Model: | Description: | Note: | 5% | 10%
PMP20QF1X186 | 20" Gas Station Canopy Type F 186w |  | 635 | 674
Ballast: | Factory Installed | Note: | 5% | 10%
U | 120-277v |  | NC | NC
H | 347-480v |  | 82 | 87
Color Temp: | Factory Installed | Note: | 5% | 10%
5K | 5000K |  | NC | NC
Lens: | Factory Installed | Note: | 5% | 10%
C | Tempered Clear Flat Glass |  | NC | NC
Color: | Factory Installed | Note: | 5% | 10%
W | White |  | NC | NC
C | Custom Paint Color | 22 | 85 | 85
Options: | Factory Installed | Note: | 5% | 10%
SF | Single Fuse (120-277v Only) |  | 29 | 30
DF | Double Fuse (120-277v Only) |  | 58 | 62
SP | 120-277VAC 10KA Surge Suppressor |  | 25 | 27
SP2 | 120-277VAC 20KA Surge Suppressor |  | 49 | 52
SPH | 347-480VAC 10KA Surge Suppressor |  | 28 | 29
Notes:
(22) $150.00 Paint Set-up Fee for quantities under 5 pcs
LEDicated
1882 Lighting
Riley 70RD Open Small Round Post Top
LED Model: | Description: | Note: | 5% | 10%
RLY70RDQC1X37 | Open Small Round Post Top Type C 37w | 1, 22 | 591 | 628
RLY70RDQC1X65 | Open Small Round Post Top Type C 65w | 1, 22 | 615 | 653
RLY70RDQF1X37 | Open Small Round Post Top Type F 37w | 1, 22 | 563 | 598
RLY70RDQF1X65 | Open Small Round Post Top Type F 65w | 1, 22 | 584 | 620
RLY70RDQC1X84 | Open Small Round Post Top Type C 84w | 1, 22 | 680 | 723
RLY70RDQF1X84 | Open Small Round Post Top Type F 84w | 1, 22 | 675 | 717
Ballast: | Factory Installed | Note: | 5% | 10%
U | 120-277v |  | NC | NC
H | 347-480v @ 37w |  | 111 | 117
H | 347-480v @ 65w |  | 64 | 68
H | 347-480v @ 84w |  | 82 | 87
Color Temp: | Factory Installed | Note: | 5% | 10%
3K | 3000K (37w, 65w Type C / 37w, 84w Type F Only) |  | NC | NC
4K | 4000K |  | NC | NC
5K | 5000K |  | NC | NC
Lens: | Factory Installed | Note: | 5% | 10%
C | Clear UV-Stabilized Polycarbonate Array Lens |  | NC | NC
L | SoftLED LumaLens Opal UV-Stabilized Polycarbonate Array Lens | 21 | 45 | 47
Color: | Factory Installed | Note: | 5% | 10%
B | Black |  | NC | NC
Z | Bronze |  | NC | NC
C | Custom Paint Color | 22 | 105 | 105
Options: | Factory Installed | Note: | 5% | 10%
SF | Single Fuse (120-277v Only) |  | 29 | 30
DF | Double Fuse (120-277v Only) |  | 58 | 62
SP | 120-277VAC 10KA Surge Suppressor |  | 25 | 27
SP2 | 120-277VAC 20KA Surge Suppressor |  | 49 | 52
SPH | 347-480VAC 10KA Surge Suppressor |  | 28 | 29
R3 | 3-Pin Twist Lock Photocell Receptacle |  | 32 | 33
R5 | 5-Pin Twist Lock Photocell Receptacle |  | 40 | 42
R7 | 7-Pin ANSI C136.41—2013 Twist Lock Photocell Receptacle |  | 43 | 45
S2 | Microwave Sensor with Dimming, 120-277V Only. |  | 85 | 89
S4 | Microwave On/Off Motion Sensor – NO DIMMING, 120-277V Only. |  | 59 | 62
P2AB | PSRTN Tenon Adaptor, Black |  | 46 | 48
P2AC | PSRTN Tenon Adaptor, Custom Color (Consult Factory) |  | 66 | 68
Mounting Accessories: | Ships Separately, Field Installed | Note: | 5% | 10%
PSRTN | Retrofit Tenon Adaptor, Die Cast with Powdercoat Finish, Hardware Included. Converts a 2-3/8” x 4” Pole Tenon to a 2-7/8” x 3” Tenon |  | 36 | 38
Accessories: | Ships Separately, Field Installed | Note: | 5% | 10%
P18131 | Twist Lock Non-Shorting (Open) Cap Disconnects Service to Fixture for Temporary or Permanent Disabling (Fixture Always Off). IP65, 480V Maximum |  | 29 | 30
P18132 | Twist Lock Shorting Cap Provides Fixed Service to Fixture (Fixture Always on). IP65, Rated Load 7200w Tungsten |  | 13 | 14
P18140 | 110-120VAC Instant Twist Lock Photocell | 3 | 22 | 23
P18152 | 277VAC Time Delay Twist Lock Photocell | 3 | 22 | 23
P18156 | 120-277VAC Universal Twist Lock Photocell |  | 28 | 29
P18157 | 480VAC Twist Lock Photocell |  | 49 | 52
Replacement Parts: | Ships Separately, Field Installed | Note: | 5% | 10%
PF70ALL | SoftLED LumaLens Opal UV-Stabilized Polycarbonate Array Lens | 21 | 33 | 35
P17117 | Internal Microwave Sensor with Dimming, 120-277V Only. |  | 70 | 74
P17123 | Internal Microwave On/Off Motion Sensor – NO DIMMING, 120-277V Only. |  | 44 | 47
Notes:
(1) Specify Color
(3) Photocell option not available with Wall Mount configuration.
(21) For "F" Option Only
(22) $150.00 Paint Set-up Fee for quantities under 5 pcs
LEDicated
1882 Lighting
Riley 71RD Enclosed Small Round Post Top
LED Model: | Description: | Note: | 5% | 10%
RLY71RDQF1X37 | Enclosed Small Round Post Top Type F 37w | 1, 22 | 603 | 640
RLY71RDQF1X65 | Enclosed Small Round Post Top Type F 65w | 1, 22 | 625 | 664
RLY71RDQF1X84 | Enclosed Small Round Post Top Type F 84w | 1, 22 | 724 | 769
Ballast: | Factory Installed | Note: | 5% | 10%
U | 120-277v |  | NC | NC
H | 347-480v @ 37w |  | 111 | 117
H | 347-480v @ 65w |  | 64 | 68
H | 347-480v @ 84w |  | 82 | 87
Color Temp: | Factory Installed | Note: | 5% | 10%
3K | 3000K (37w, 84w Only) |  | NC | NC
4K | 4000K |  | NC | NC
5K | 5000K |  | NC | NC
Lens: | Factory Installed | Note: | 5% | 10%
C | Clear UV-Stabilized Polycarbonate Outer Conical Lens |  | NC | NC
L | SoftLED LumaLens Opal UV-Stabilized Polycarbonate Outer Conical Lens | 21 | 62 | 65
Color: | Factory Installed | Note: | 5% | 10%
B | Black |  | NC | NC
Z | Bronze |  | NC | NC
C | Custom Paint Color | 22 | 105 | 105
Options: | Factory Installed | Note: | 5% | 10%
SF | Single Fuse (120-277v Only) |  | 29 | 30
DF | Double Fuse (120-277v Only) |  | 58 | 62
SP | 120-277VAC 10KA Surge Suppressor |  | 25 | 27
SP2 | 120-277VAC 20KA Surge Suppressor |  | 49 | 52
SPH | 347-480VAC 10KA Surge Suppressor |  | 28 | 29
R3 | 3-Pin Twist Lock Photocell Receptacle |  | 32 | 33
R5 | 5-Pin Twist Lock Photocell Receptacle |  | 40 | 42
R7 | 7-Pin ANSI C136.41—2013 Twist Lock Photocell Receptacle |  | 43 | 45
S2 | Microwave Sensor with Dimming, 120-277V Only. |  | 85 | 89
S4 | Microwave On/Off Motion Sensor – NO DIMMING, 120-277V Only. |  | 59 | 62
P2AB | PSRTN Tenon Adaptor, Black |  | 46 | 48
P2AC | PSRTN Tenon Adaptor, Custom Color (Consult Factory) |  | 66 | 68
Mounting Accessories: | Ships Separately, Field Installed | Note: | 5% | 10%
PSRTN | Retrofit Tenon Adaptor, Die Cast with Powdercoat Finish, Hardware Included. Converts a 2-3/8” x 4” Pole Tenon to a 2-7/8” x 3” Tenon |  | 36 | 38
Accessories: | Ships Separately, Field Installed | Note: | 5% | 10%
P18131 | Twist Lock Non-Shorting (Open) Cap Disconnects Service to Fixture for Temporary or Permanent Disabling (Fixture Always Off). IP65, 480V Maximum |  | 29 | 30
P18132 | Twist Lock Shorting Cap Provides Fixed Service to Fixture (Fixture Always on). IP65, Rated Load 7200w Tungsten |  | 13 | 14
P18140 | 110-120VAC Instant Twist Lock Photocell |  | 22 | 23
P18152 | 277VAC Time Delay Twist Lock Photocell |  | 22 | 23
P18156 | 120-277VAC Universal Twist Lock Photocell |  | 28 | 29
P18157 | 480VAC Twist Lock Photocell |  | 49 | 52
Replacement Parts: | Ships Separately, Field Installed | Note: | 5% | 10%
PF70PC | Clear UV-Stabilized Polycarbonate Outer Conical Lens. |  | 52 | 55
PF70PCL | SoftLED LumaLens Opal UV-Stabilized Polycarbonate Outer Conical Lens | 21 | 50 | 53
P17117 | Internal Microwave Sensor with Dimming, 120-277V Only. |  | 70 | 74
P17123 | Internal Microwave On/Off Motion Sensor – NO DIMMING, 120-277V Only. |  | 44 | 47
Notes:
(1) Specify Color
(21) For "F" Option Only
(22) $150.00 Paint Set-up Fee for quantities under 5 pcs
LEDicated
1882 Lighting
Riley 80RD Open Large Round Post Top
LED Model: | Description: | Note: | 5% | 10%
RLY80RDQC1X100 | Riley 80 Open Large Round Post Top Type C 100w |  | 999 | 1062
RLY80RDQF1X100 | Riley 80 Open Large Round Post Top Type F 100w |  | 970 | 1030
RLY80RDQC1X176 | Riley 80 Open Large Round Post Top Type C 176w |  | 1152 | 1224
RLY80RDQF1X176 | Riley 80 Open Large Round Post Top Type F 176w |  | 1095 | 1163
RLY80RDQF1X276 | Riley 80 Open Large Round Post Top Type C 276w |  | 1377 | 1463
Ballast: | Factory Installed | Note: | 5% | 10%
U | 120-277v |  | NC | NC
H | 347-480v @ 100w |  | 105 | 111
H | 347-480v @ 176w, 276w |  | 111 | 117
Color Temp: | Factory Installed | Note: | 5% | 10%
3K | 3000K (176w Type F Only) |  | NC | NC
4K | 4000K |  | NC | NC
5K | 5000K |  | NC | NC
Lens: | Factory Installed | Note: | 5% | 10%
C | Clear UV-Stabilized Polycarbonate Array Lens |  | NC | NC
L | SoftLED LumaLens Opal UV-Stabilized Polycarbonate Array Lens | 21 | 103 | 109
Color: | Factory Installed | Note: | 5% | 10%
B | Black |  | NC | NC
C | Custom Paint Color | 22 | 115 | 115
Options: | Factory Installed | Note: | 5% | 10%
SF | Single Fuse (120-277v Only) |  | 29 | 30
DF | Double Fuse (120-277v Only) |  | 58 | 62
SP | 120-277VAC 10KA Surge Suppressor |  | 25 | 27
SP2 | 120-277VAC 20KA Surge Suppressor |  | 49 | 52
SPH | 347-480VAC 10KA Surge Suppressor |  | 28 | 29
R3 | 3-Pin Twist Lock Photocell Receptacle |  | 32 | 33
R5 | 5-Pin Twist Lock Photocell Receptacle |  | 40 | 42
R7 | 7-Pin ANSI C136.41—2013 Twist Lock Photocell Receptacle |  | 43 | 45
S2 | Microwave Sensor with Dimming, 120-277V Only. |  | 85 | 89
S4 | Microwave On/Off Motion Sensor – NO DIMMING, 120-277V Only. |  | 59 | 62
P2AB | PSRTN Tenon Adaptor, Black |  | 46 | 48
P2AC | PSRTN Tenon Adaptor, Custom Color (Consult Factory) |  | 66 | 68
Mounting Accessories: | Ships Separately, Field Installed | Note: | 5% | 10%
PSRTN | Retrofit Tenon Adaptor, Die Cast with Powdercoat Finish, Hardware Included. Converts a 2-3/8” x 4” Pole Tenon to a 2-7/8” x 3” Tenon |  | 36 | 38
Accessories: | Ships Separately, Field Installed | Note: | 5% | 10%
P18131 | Twist Lock Non-Shorting (Open) Cap Disconnects Service to Fixture for Temporary or Permanent Disabling (Fixture Always Off). IP65, 480V Maximum |  | 29 | 30
P18132 | Twist Lock Shorting Cap Provides Fixed Service to Fixture (Fixture Always on). IP65, Rated Load 7200w Tungsten |  | 13 | 14
P18140 | 110-120VAC Instant Twist Lock Photocell |  | 22 | 23
P18152 | 277VAC Time Delay Twist Lock Photocell |  | 22 | 23
P18156 | 120-277VAC Universal Twist Lock Photocell |  | 28 | 29
P18157 | 480VAC Twist Lock Photocell |  | 49 | 52
Replacement Parts: | Ships Separately, Field Installed | Note: | 5% | 10%
PF80PC | Clear UV-Stabilized Polycarbonate Array Lens |  | 93 | 99
PF80ALL | SoftLED LumaLens Opal UV-Stabilized Polycarbonate Array Lens | 21 | 91 | 97
P17117 | Internal Microwave Sensor with Dimming, 120-277V Only. |  | 70 | 74
P17123 | Internal Microwave On/Off Motion Sensor – NO DIMMING, 120-277V Only. |  | 44 | 47
Notes:
(21) For "F" Option Only
(22) $150.00 Paint Set-up Fee for quantities under 5 pcs
LEDicated
1882 Lighting
Riley 81RD Enclosed Large Round
LED Model: | Description: | Note: | 5% | 10%
RLY81RDQF1X100 | Riley Enclosed Large Round Post Top Type F 100w |  | 1113 | 1183
RLY81RDQF1X176 | Riley Enclosed Large Round Post Top Type F 176w |  | 1199 | 1274
RLY81RDQF1X276 | Riley Enclosed Large Round Post Top Type F 276w |  | 1457 | 1548
Ballast: | Factory Installed | Note: | 5% | 10%
U | 120-277v |  | NC | NC
H | 347-480v @ 100w |  | 105 | 111
H | 347-480v @ 176w |  | 111 | 117
Color Temp: | Factory Installed | Note: | 5% | 10%
3K | 3000K (176w Type F Only) |  | NC | NC
4K | 4000K |  | NC | NC
5K | 5000K |  | NC | NC
Lens: | Factory Installed | Note: | 5% | 10%
C | Clear UV-Stabilized Polycarbonate Outer Conical Lens |  | NC | NC
Color: | Factory Installed | Note: | 5% | 10%
B | Black |  | NC | NC
C | Custom Paint Color | 22 | 115 | 115
Options: | Factory Installed | Note: | 5% | 10%
SF | Single Fuse (120-277v Only) |  | 29 | 30
DF | Double Fuse (120-277v Only) |  | 58 | 62
SP | 120-277VAC 10KA Surge Suppressor |  | 25 | 27
SP2 | 120-277VAC 20KA Surge Suppressor |  | 49 | 52
SPH | 347-480VAC 10KA Surge Suppressor |  | 28 | 29
R3 | 3-Pin Twist Lock Photocell Receptacle |  | 32 | 33
R5 | 5-Pin Twist Lock Photocell Receptacle |  | 40 | 42
R7 | 7-Pin ANSI C136.41—2013 Twist Lock Photocell Receptacle |  | 43 | 45
S2 | Microwave Sensor with Dimming, 120-277V Only. |  | 85 | 89
S4 | Microwave On/Off Motion Sensor – NO DIMMING, 120-277V Only. |  | 59 | 62
P2AB | PSRTN Tenon Adaptor, Black |  | 46 | 48
P2AC | PSRTN Tenon Adaptor, Custom Color (Consult Factory) |  | 66 | 68
Mounting Accessories: | Ships Separately, Field Installed | Note: | 5% | 10%
PSRTN | Retrofit Tenon Adaptor, Die Cast with Powdercoat Finish, Hardware Included. Converts a 2-3/8” x 4” Pole Tenon to a 2-7/8” x 3” Tenon |  | 36 | 38
Accessories: | Ships Separately, Field Installed | Note: | 5% | 10%
P18131 | Twist Lock Non-Shorting (Open) Cap Disconnects Service to Fixture for Temporary or Permanent Disabling (Fixture Always Off). IP65, 480V Maximum |  | 29 | 30
P18132 | Twist Lock Shorting Cap Provides Fixed Service to Fixture (Fixture Always on). IP65, Rated Load 7200w Tungsten |  | 13 | 14
P18140 | 110-120VAC Instant Twist Lock Photocell |  | 22 | 23
P18152 | 277VAC Time Delay Twist Lock Photocell |  | 22 | 23
P18156 | 120-277VAC Universal Twist Lock Photocell |  | 28 | 29
P18157 | 480VAC Twist Lock Photocell |  | 49 | 52
Replacement Parts: | Ships Separately, Field Installed | Note: | 5% | 10%
PF80PC | Clear UV-Stabilized Polycarbonate Outer Conical Lens |  | 93 | 99
P17117 | Internal Microwave Sensor with Dimming, 120-277V Only. |  | 70 | 74
P17123 | Internal Microwave On/Off Motion Sensor – NO DIMMING, 120-277V Only. |  | 44 | 47
Notes:
(22) $150.00 Paint Set-up Fee for quantities under 5 pcs
LEDicated
1882 Lighting
Riley 80SQ Open Large Square
LED Model: | Description: | Note: | 5% | 10%
RLY80SQC1X100 | Skylight Open Large Square Post Top Type C 100w |  | 1086 | 1154
RLY80SQF1X100 | Skylight Open Large Square Post Top Type F 100w |  | 1055 | 1120
RLY80SQC1X176 | Skylight Open Large Square Post Top Type C 176w |  | 1259 | 1338
RLY80SQF1X176 | Skylight Open Large Square Post Top Type F 176w |  | 1199 | 1274
RLY80SQF1X276 | Skylight Open Large Square Post Top Type F 276w |  | 1377 | 1463
Ballast: | Factory Installed | Note: | 5% | 10%
U | 120-277v |  | NC | NC
H | 347-480v @ 100w |  | 105 | 111
H | 347-480v @ 176w |  | 111 | 117
Color Temp: | Factory Installed | Note: | 5% | 10%
3K | 3000K (176w Type F Only) |  | NC | NC
4K | 4000K |  | NC | NC
5K | 5000K |  | NC | NC
Lens: | Factory Installed | Note: | 5% | 10%
C | Clear UV-Stabilized Polycarbonate Array Lens |  | NC | NC
L | SoftLED LumaLens Opal UV-Stabilized Polycarbonate Array Lens | 21 | 103 | 109
Color: | Factory Installed | Note: | 5% | 10%
B | Black |  | NC | NC
C | Custom Paint Color | 22 | 115 | 115
Options: | Factory Installed | Note: | 5% | 10%
SF | Single Fuse (120-277v Only) |  | 29 | 30
DF | Double Fuse (120-277v Only) |  | 58 | 62
SP | 120-277VAC 10KA Surge Suppressor |  | 25 | 27
SP2 | 120-277VAC 20KA Surge Suppressor |  | 49 | 52
SPH | 347-480VAC 10KA Surge Suppressor |  | 28 | 29
R3 | 3-Pin Twist Lock Photocell Receptacle |  | 32 | 33
R5 | 5-Pin Twist Lock Photocell Receptacle |  | 40 | 42
R7 | 7-Pin ANSI C136.41—2013 Twist Lock Photocell Receptacle |  | 43 | 45
S2 | Microwave Sensor with Dimming, 120-277V Only. |  | 85 | 89
S4 | Microwave On/Off Motion Sensor – NO DIMMING, 120-277V Only. |  | 59 | 62
P2AB | PSRTN Tenon Adaptor, Black |  | 46 | 48
P2AC | PSRTN Tenon Adaptor, Custom Color (Consult Factory) |  | 66 | 68
Mounting Accessories: | Ships Separately, Field Installed | Note: | 5% | 10%
PSRTN | Retrofit Tenon Adaptor, Die Cast with Powdercoat Finish, Hardware Included. Converts a 2-3/8” x 4” Pole Tenon to a 2-7/8” x 3” Tenon |  | 36 | 38
Accessories: | Ships Separately, Field Installed | Note: | 5% | 10%
P18131 | Twist Lock Non-Shorting (Open) Cap Disconnects Service to Fixture for Temporary or Permanent Disabling (Fixture Always Off). IP65, 480V Maximum |  | 29 | 30
P18132 | Twist Lock Shorting Cap Provides Fixed Service to Fixture (Fixture Always on). IP65, Rated Load 7200w Tungsten |  | 13 | 14
P18140 | 110-120VAC Instant Twist Lock Photocell |  | 22 | 23
P18152 | 277VAC Time Delay Twist Lock Photocell |  | 22 | 23
P18156 | 120-277VAC Universal Twist Lock Photocell |  | 28 | 29
P18157 | 480VAC Twist Lock Photocell |  | 49 | 52
Replacement Parts: | Ships Separately, Field Installed | Note: | 5% | 10%
PFS80ALL | SoftLED LumaLens Opal UV-Stabilized Polycarbonate Array Lens | 21 | 91 | 97
P17117 | Internal Microwave Sensor with Dimming, 120-277V Only. |  | 70 | 74
P17123 | Internal Microwave On/Off Motion Sensor – NO DIMMING, 120-277V Only. |  | 44 | 47
Notes:
(21) For "F" Option Only
(22) $150.00 Paint Set-up Fee for quantities under 5 pcs
Post Top
1882 Lighting
Saratoga No Lens Post Top
LED Model: | Description: | Note: | 5% | 10%
SRT | Saratoga Post Top LED Luminaire - 8" 40w, 50w, 60w (No Lens) |  | 1543 | 1639
SRT | Saratoga Post Top LED Luminaire - 12" 70w, 80w, 90w (No Lens) |  | 1702 | 1808
SRT | Saratoga Post Top LED Luminaire - 13" 105w, 120w (No Lens) |  | 1862 | 1978
Globe/Lens: | Description: | Note: | 5% | 10%
NL | No Secondary Lens |  | NC | NC
Capital: | Description: | Note: | 5% | 10%
C1 | PLC1 - 8-3/4" High |  | NC | NC
C2 | PLC2 - 10-13/16" High |  | NC | NC
C3 | PLC3 - 6-7/8" High |  | NC | NC
C4 | PLC4 - 7-13/16" High |  | NC | NC
C5 | PLC5 - 9-15/16" High |  | NC | NC
C6 | PLC6 - 8-1/16" High |  | NC | NC
C7 | PLC7 - 8-3/8" High |  | NC | NC
C8 | PLC8 - 11-3/8" High |  | 266 | 283
C9 | PLC9 - 14-1/4" High |  | NC | NC
C10 | PLC10 - 10-1/4" High |  | 266 | 283
C11 | PLC11 - 15" High |  | 266 | 283
LED Module: | Description: | Note: | 5% | 10%
40W27K | 40w 2700K |  | NC | NC
50W27K | 50w 2700K |  | NC | NC
60W27K | 60w 2700K |  | NC | NC
70W27K | 70w 2700K |  | NC | NC
80W27K | 80w 2700K |  | NC | NC
90W27K | 90w 2700K |  | NC | NC
105W27K | 105w 2700K |  | NC | NC
120W27K | 120w 2700K |  | NC | NC
40W3K | 40w 3000K |  | NC | NC
50W3K | 50w 3000K |  | NC | NC
60W3K | 60w 3000K |  | NC | NC
70W3K | 70w 3000K |  | NC | NC
80W3K | 80w 3000K |  | NC | NC
90W3K | 90w 3000K |  | NC | NC
105W3K | 105w 3000K |  | NC | NC
120W3K | 120w 3000K |  | NC | NC
40W4K | 40w 4000K |  | NC | NC
50W4K | 50w 4000K |  | NC | NC
60W4K | 60w 4000K |  | NC | NC
70W4K | 70w 4000K |  | NC | NC
80W4K | 80w 4000K |  | NC | NC
90W4K | 90w 4000K |  | NC | NC
105W4K | 105w 4000K |  | NC | NC
120W4K | 120w 4000K |  | NC | NC
40W5K | 40w 5000K |  | NC | NC
50W5K | 50w 5000K |  | NC | NC
60W5K | 60w 5000K |  | NC | NC
70W5K | 70w 5000K |  | NC | NC
80W5K | 80w 5000K |  | NC | NC
90W5K | 90w 5000K |  | NC | NC
105W5K | 105w 5000K |  | NC | NC
120W5K | 120w 5000K |  | NC | NC
Voltage: | Description: | Note: | 5% | 10%
U | 120-277v |  | NC | NC
H | 347-480v |  | 53 | 57
Distribution: | Description: | Note: | 5% | 10%
1 | Type I | 97 | NC | NC
2 | Type II |  | NC | NC
3 | Type III |  | NC | NC
4 | Type IV |  | NC | NC
5 | Type V |  | NC | NC
Bands & Cages: | Description: | Note: | 5% | 10%
A1 | Cast Decorative Cage |  | 192 | 204
A2 | Perforated Band |  | 86 | 92
A3 | Cast Aluminum Decorative Cage |  | 336 | 357
A6 | Decorative Cage with Perforated Band |  | 240 | 255
A7 | Decorative Cage with Flat Band |  | 240 | 255
M | A2, A6, A7 Cage with Medillions ADD |  | 72 | 77
N | None |  | NC | NC
Spinning: | Description: | Note: | 5% | 10%
T1 | T101 |  | NC | NC
T3 | T103 |  | NC | NC
T4 | T104 |  | NC | NC
Options: | Description: | Note: | 5% | 10%
PC | Button Eye Photo Control |  | 65 | 69
PCR3 | 3 Pin Twist Lock Receptable (Photo Cell Not Included) | 92 | 60 | 64
PCR7 | 7 Pin Twist Lock Receptable (Photo Cell Not Included) | 92 | 60 | 64
N | None |  | NC | NC
Final: | Description: | Note: | 5% | 10%
B | GF2 |  | 53 | 57
C | GF3 |  | 53 | 57
D | GF4 |  | 53 | 57
E | GF5 (Standard) |  | NC | NC
F | GF6 |  | 53 | 57
H | GF8 |  | 53 | 57
I | GF9 |  | 53 | 57
J | GF10 |  | 53 | 57
K | GF12 |  | 53 | 57
O | GF17 |  | 53 | 57
P | GF18 |  | 53 | 57
V | GF24 |  | 53 | 57
N | None |  | NC | NC
Finish: | Description: | Note: | 5% | 10%
BK | Black |  | NC | NC
BZ | Bronze |  | NC | NC
DBZ | Dark Bronze |  | NC | NC
WH | White |  | NC | NC
GR | Green |  | NC | NC
SM | Silver Metallic |  | NC | NC
GY | Light Gray |  | NC | NC
TBK | Textured Black |  | NC | NC
CC | Custom Color (Consult Factory) |  | Factory | Factory
Notes:
(92) C8, C10 Capital Only
(97) 70w & Above Only
Post Top
1882 Lighting
Saratoga 1 Post Top
LED Model: | Description: | Note: | 5% | 10%
SRT1 | Saratoga 1 Stipple Globe - 32w | 94 | 1306 | 1388
SRT1 | Saratoga 1 Stipple Globe - 40w | 94 | 1332 | 1415
SRT1 | Saratoga 1 Stipple Globe - 48w | 94 | 1357 | 1442
SRT1 | Saratoga 1 Stipple Globe - 56w | 94 | 1383 | 1469
SRT1 | Saratoga 1 Stipple Globe - 64w | 94 | 1409 | 1497
SRT1 | Saratoga 1 Stipple Globe - 72w | 94 | 1433 | 1523
SRT1 | Saratoga 1 Stipple Globe - 80w | 94 | 1458 | 1549
SRT1 | Saratoga 1 Stipple Globe - 88w | 94 | 1483 | 1575
SRT1 | Saratoga 1 Stipple Globe - 96w | 94 | 1510 | 1604
Options: | Description: | Note: | 5% | 10%
SA | Stippled Acrylic | 94 | NC | NC
SFA | Stippled Frosted Acrylic |  | 50 | 53
SP | Stippled Polycarbonate | 94 | 73 | 78
FA | Frosted Acrylic |  | 49 | 52
Capital: | Description: | Note: | 5% | 10%
C1 | PLC1 - 8-3/4" High | 94 | NC | NC
C2 | PLC2 - 10-13/16" High |  | NC | NC
C3 | PLC3 - 6-7/8" High |  | NC | NC
C4 | PLC4 - 7-13/16" High |  | NC | NC
C5 | PLC5 - 9-15/16" High |  | NC | NC
C6 | PLC6 - 8-1/16" High |  | NC | NC
C7 | PLC7 - 8-3/8" High |  | NC | NC
C8 | PLC8 - 11-3/8" High | 94 | 266 | 283
C9 | PLC9 - 14-1/4" High |  | NC | NC
C10 | PLC10 - 10-1/4" High |  | 266 | 283
C11 | PLC11 - 15" High |  | 266 | 283
LED Module: | Description: | Note: | 5% | 10%
32W27K | 32w 2700K |  | NC | NC
40W27K | 40w 2700K |  | NC | NC
48W27K | 48w 2700K |  | NC | NC
56W27K | 56w 2700K |  | NC | NC
72W27K | 72w 2700K |  | NC | NC
80W27K | 80w 2700K |  | NC | NC
88W27K | 88w 2700K |  | NC | NC
96W27K | 96w 2700K |  | NC | NC
32W3K | 32w 3000K |  | NC | NC
40W3K | 40w 3000K |  | NC | NC
48W3K | 48w 3000K |  | NC | NC
56W3K | 56w 3000K |  | NC | NC
72W3K | 72w 3000K |  | NC | NC
80W3K | 80w 3000K |  | NC | NC
88W3K | 88w 3000K |  | NC | NC
96W3K | 96w 3000K |  | NC | NC
32W4K | 32w 4000K |  | NC | NC
40W4K | 40w 4000K |  | NC | NC
48W4K | 48w 4000K |  | NC | NC
56W4K | 56w 4000K |  | NC | NC
72W4K | 72w 4000K |  | NC | NC
80W4K | 80w 4000K |  | NC | NC
88W4K | 88w 4000K |  | NC | NC
96W4K | 96w 4000K |  | NC | NC
32W5K | 32w 5000K |  | NC | NC
40W5K | 40w 5000K |  | NC | NC
48W5K | 48w 5000K |  | NC | NC
56W5K | 56w 5000K |  | NC | NC
72W5K | 72w 5000K |  | NC | NC
80W5K | 80w 5000K |  | NC | NC
88W5K | 88w 5000K |  | NC | NC
96W5K | 96w 5000K |  | NC | NC
Voltage: | Description: | Note: | 5% | 10%
U | 120-277v | 94 | NC | NC
H | 347-480v |  | 53 | 57
Distribution: | Description: | Note: | 5% | 10%
3 | Type III | 94 | NC | NC
5 | Type V | 94 | NC | NC
Distribution: | Description: | Note: | 5% | 10%
A1 | Cast Decorative Cage | 94, 98 | 192 | 204
A2 | Perforated Band |  | 86 | 92
A3 | Cast Aluminum Decorative Cage |  | 336 | 357
A6 | Decorative Cage with Perforated Band | 98 | 240 | 255
A7 | Decorative Cage with Flat Band | 98 | 240 | 255
M | A2, A6, A7 Cage with Medillions ADD |  | 72 | 77
N | None |  | NC | NC
Distribution: | Description: | Note: | 5% | 10%
T1 | T101 | 94 | 160 | 170
T3 | T103 |  | 160 | 170
T4 | T104 |  | 160 | 170
N | None |  | NC | NC
Options: | Description: | Note: | 5% | 10%
PC | Button Eye Photo Control |  | 65 | 69
PCR3 | 3 Pin Twist Lock Receptable (Photo Cell Not Included) | 92 | 60 | 64
PCR7 | 7 Pin Twist Lock Receptable (Photo Cell Not Included) | 92 | 60 | 64
N | None | 94 | NC | NC
Final: | Description: | Note: | 5% | 10%
B | GF2 |  | 55 | 58
C | GF3 |  | 55 | 58
D | GF4 |  | 55 | 58
E | GF5 |  | NC | NC
F | GF6 | 94 | 55 | 58
H | GF8 |  | 55 | 58
I | GF9 |  | 55 | 58
J | GF10 |  | 55 | 58
K | GF12 |  | 55 | 58
O | GF17 |  | 55 | 58
PC | GF18 |  | 55 | 58
V | GF24 |  | 55 | 58
N | None |  | NC | NC
Finish: | Description: | Note: | 5% | 10%
BK | Black | 94 | NC | NC
BZ | Bronze |  | NC | NC
DBZ | Dark Bronze |  | NC | NC
WH | White |  | NC | NC
GR | Green |  | NC | NC
SM | Silver Metallic |  | NC | NC
GY | Light Gray |  | NC | NC
TBK | Textured Black |  | NC | NC
CC | Custom Color (Consult Factory) |  | Factory | Factory
Notes:
(92) C10 Capital Only
(94) USA Express
(97) 70w & Above Only
Post Top
1882 Lighting
Saratoga 2 Post Top
LED Model: | Description: | Note: | 5% | 10%
SRT2 | Saratoga 2 Prismatic Globe - 32w | 94 | 1612 | 1713
SRT2 | Saratoga 2 Prismatic Globe - 40w | 94 | 1633 | 1735
SRT2 | Saratoga 2 Prismatic Globe - 48w | 94 | 1653 | 1757
SRT2 | Saratoga 2 Prismatic Globe - 56w | 94 | 1675 | 1779
SRT2 | Saratoga 2 Prismatic Globe - 64w | 94 | 1696 | 1802
SRT2 | Saratoga 2 Prismatic Globe - 72w | 94 | 1716 | 1823
SRT2 | Saratoga 2 Prismatic Globe - 80w | 94 | 1737 | 1845
SRT2 | Saratoga 2 Prismatic Globe - 88w | 94 | 1757 | 1867
SRT2 | Saratoga 2 Prismatic Globe - 96V | 94 | 1778 | 1889
Options: | Description: | Note: | 5% | 10%
PA | Prismatic Acrylic | 94 | NC | NC
PP | Prismtic Polycarbonate |  | 104 | 110
Capital: | Description: | Note: | 5% | 10%
C1 | PLC1 - 8-3/4" High | 94 | NC | NC
C2 | PLC2 - 10-13/16" High |  | NC | NC
C3 | PLC3 - 6-7/8" High |  | NC | NC
C4 | PLC4 - 7-13/16" High |  | NC | NC
C5 | PLC5 - 9-15/16" High |  | NC | NC
C6 | PLC6 - 8-1/16" High |  | NC | NC
C7 | PLC7 - 8-3/8" High |  | NC | NC
C8 | PLC8 - 11-3/8" High | 94 | 266 | 283
C9 | PLC9 - 14-1/4" High |  | NC | NC
C10 | PLC10 - 10-1/4" High |  | 266 | 283
C11 | PLC11 - 15" High |  | 266 | 283
LED Module: | Description: | Note: | 5% | 10%
32W27K | 32w 2700K |  | NC | NC
40W27K | 40w 2700K |  | NC | NC
48W27K | 48w 2700K |  | NC | NC
56W27K | 56w 2700K |  | NC | NC
72W27K | 72w 2700K |  | NC | NC
80W27K | 80w 2700K |  | NC | NC
88W27K | 88w 2700K |  | NC | NC
96W27K | 96w 2700K |  | NC | NC
32W3K | 32w 3000K |  | NC | NC
40W3K | 40w 3000K |  | NC | NC
48W3K | 48w 3000K |  | NC | NC
56W3K | 56w 3000K |  | NC | NC
72W3K | 72w 3000K |  | NC | NC
80W3K | 80w 3000K |  | NC | NC
88W3K | 88w 3000K |  | NC | NC
96W3K | 96w 3000K |  | NC | NC
32W4K | 32w 4000K |  | NC | NC
40W4K | 40w 4000K |  | NC | NC
48W4K | 48w 4000K |  | NC | NC
56W4K | 56w 4000K |  | NC | NC
72W4K | 72w 4000K |  | NC | NC
80W4K | 80w 4000K |  | NC | NC
88W4K | 88w 4000K |  | NC | NC
96W4K | 96w 4000K |  | NC | NC
32W5K | 32w 5000K |  | NC | NC
40W5K | 40w 5000K |  | NC | NC
48W5K | 48w 5000K |  | NC | NC
56W5K | 56w 5000K |  | NC | NC
72W5K | 72w 5000K |  | NC | NC
80W5K | 80w 5000K |  | NC | NC
88W5K | 88w 5000K |  | NC | NC
96W5K | 96w 5000K |  | NC | NC
Voltage: | Description: | Note: | 5% | 10%
U | 120-277v | 94 | NC | NC
H | 347-480v |  | 53 | 57
Distribution: | Description: | Note: | 5% | 10%
3 | Type III | 94 | NC | NC
5 | Type V | 94 | NC | NC
Distribution: | Description: | Note: | 5% | 10%
A1 | Cast Decorative Cage | 94 | 192 | 204
A2 | Perforated Band |  | 86 | 92
A3 | Cast Aluminum Decorative Cage |  | 336 | 357
A6 | Decorative Cage with Perforated Band |  | 240 | 255
A7 | Decorative Cage with Flat Band |  | 240 | 255
M | A2, A6, A7 Cage with Medillions ADD |  | 72 | 77
N | None |  | NC | NC
Distribution: | Description: | Note: | 5% | 10%
T1 | T101 | 94 | 160 | 170
T3 | T103 |  | 160 | 170
T4 | T104 |  | 160 | 170
N | None |  | NC | NC
Options: | Description: | Note: | 5% | 10%
PC | Button Eye Photo Control |  | 65 | 69
PCR3 | 3 Pin Twist Lock Receptable (Photo Cell Not Included) | 92 | 60 | 64
PCR7 | 7 Pin Twist Lock Receptable (Photo Cell Not Included) | 92 | 60 | 64
N | None | 94 | NC | NC
Final: | Description: | Note: | 5% | 10%
B | GF2 |  | 55 | 58
C | GF3 |  | 55 | 58
D | GF4 |  | 55 | 58
E | GF5 |  | NC | NC
F | GF6 | 94 | 55 | 58
H | GF8 |  | 55 | 58
I | GF9 |  | 55 | 58
J | GF10 |  | 55 | 58
K | GF12 |  | 55 | 58
O | GF17 |  | 55 | 58
PC | GF18 |  | 55 | 58
V | GF24 |  | 55 | 58
N | None |  | NC | NC
Finish: | Description: | Note: | 5% | 10%
BK | Black | 94 | NC | NC
BZ | Bronze |  | NC | NC
DBZ | Dark Bronze |  | NC | NC
WH | White |  | NC | NC
GR | Green |  | NC | NC
SM | Silver Metallic |  | NC | NC
GY | Light Gray |  | NC | NC
TBK | Textured Black |  | NC | NC
CC | Custom Color (Consult Factory) |  | Factory | Factory
Notes:
(92) C10 Capital Only
(94) USA Express
(97) 70w & Above Only
Pendant Mount
1882 Lighting
Shady Grove Pendant Mount
LED Model: | Description: | Note: | 5% | 10%
SHG1 | Shady Grove LED Pendant Mount Top Entry - 6" 10w, 15w, 20w, 30w |  | 1290 | 1370
SHG2 | Shady Grove LED Pendant Mount Side Entry - 6" 10w, 15w, 20w, 30w |  | 1377 | 1463
Options: | Description: | Note: | 5% | 10%
NL | No Lens |  | NC | NC
AM | Amber LED | 30 | Factory | Factory
LED Module: | Description: | Note: | 5% | 10%
10W27K | 10w 2700K |  | NC | NC
15W27K | 15w 2700K |  | NC | NC
20W27K | 20w 2700K |  | NC | NC
30W27K | 30w 2700K |  | NC | NC
40W27K | 40w 2700K |  | NC | NC
50W27K | 50w 2700K |  | NC | NC
60W27K | 60w 2700K |  | NC | NC
10W3K | 10w 3000K |  | NC | NC
15W3K | 15w 3000K |  | NC | NC
20W3K | 20w 3000K |  | NC | NC
30W3K | 30w 3000K |  | NC | NC
40W3K | 40w 3000K |  | NC | NC
50W3K | 50w 3000K |  | NC | NC
60W3K | 60w 3000K |  | NC | NC
10W4K | 10w 4000K |  | NC | NC
15W4K | 15w 4000K |  | NC | NC
20W4K | 20w 4000K |  | NC | NC
30W4K | 30w 4000K |  | NC | NC
40W4K | 40w 4000K |  | NC | NC
50W4K | 50w 4000K |  | NC | NC
60W4K | 60w 4000K |  | NC | NC
10W5K | 10w 5000K |  | NC | NC
15W5K | 15w 5000K |  | NC | NC
20W5K | 20w 5000K |  | NC | NC
30W5K | 30w 5000K |  | NC | NC
40W5K | 40w 5000K |  | NC | NC
50W5K | 50w 5000K |  | NC | NC
60W5K | 60w 5000K |  | NC | NC
Voltage: | Description: | Note: | 5% | 10%
U | 120-277v |  | NC | NC
H | 347-480v |  | 53 | 57
Distribution: | Description: | Note: | 5% | 10%
2 | Type II |  | NC | NC
3 | Type III |  | NC | NC
4 | Type IV |  | NC | NC
5 | Type V |  | NC | NC
Options: | Description: | Note: | 5% | 10%
FS | Single Fuse |  | 40 | 43
PC | Button Eye Photo Control |  | 71 | 75
N | None |  | NC | NC
Finish (Housing): | Description: | Note: | 5% | 10%
BK | Black |  | NC | NC
BZ | Bronze |  | NC | NC
DBZ | Dark Bronze |  | NC | NC
WH | White |  | NC | NC
GR | Green |  | NC | NC
SM | Silver Metallic |  | NC | NC
GY | Light Gray |  | NC | NC
TBK | Textured Black |  | NC | NC
CC | Custom Color (Consult Factory) |  | Factory | Factory
Finish (Reflector): | Description: | Note: | 5% | 10%
WH | Underside High-Reflectance White (Standard) |  | NC | NC
N | Underside Will Match Housing Color |  | NC | NC
Notes:
(30) Up to 30W Only
Post Top
1882 Lighting
Sofia Post Top
LED Model: | Description: | Note: | 5% | 10%
SOF1 | Sofia Post Top LED Luminaire - 8" 10w, 15w, 20w, 30w |  | 1858 | 1974
SOF1 | Sofia Post Top LED Luminaire - 12" 40w, 50w, 60w, 70w |  | 2063 | 2192
SOF1 | Sofia Post Top LED Luminaire - 13" 80w, 90w, 105w, 120w, 135w |  | 2188 | 2324
Globe/Lens: | Description: | Note: | 5% | 10%
NL | No Secondary Lens |  | NC | NC
CA | Clear Acrylic |  | NC | NC
CP | Clear Polycarbonate |  | NC | NC
FA | Frosted Acrylic |  | 51 | 54
FP | Frosted Polycarbonate |  | 52 | 55
Capital: | Description: | Note: | 5% | 10%
C9 | PLC9 |  | NC | NC
LED Module: | Description: | Note: | 5% | 10%
10W27K | 10w 2700K |  | NC | NC
15W27K | 15w 2700K |  | NC | NC
20W27K | 20w 2700K |  | NC | NC
30W27K | 30w 2700K |  | NC | NC
40W27K | 40w 2700K |  | NC | NC
50W27K | 50w 2700K |  | NC | NC
60W27K | 60w 2700K |  | NC | NC
70W27K | 70w 2700K |  | NC | NC
80W27K | 80w 2700K |  | NC | NC
90W27K | 90w 2700K |  | NC | NC
105W27K | 105w 2700K |  | NC | NC
120W27K | 120w 2700K |  | NC | NC
10W3K | 10w 3000K |  | NC | NC
15W3K | 15w 3000K |  | NC | NC
20W3K | 20w 3000K |  | NC | NC
30W3K | 30w 3000K |  | NC | NC
40W3K | 40w 3000K |  | NC | NC
50W3K | 50w 3000K |  | NC | NC
60W3K | 60w 3000K |  | NC | NC
70W3K | 70w 3000K |  | NC | NC
80W3K | 80w 3000K |  | NC | NC
90W3K | 90w 3000K |  | NC | NC
105W3K | 105w 3000K |  | NC | NC
120W3K | 120w 3000K |  | NC | NC
10W4K | 10w 4000K |  | NC | NC
15W4K | 15w 4000K |  | NC | NC
20W4K | 20w 4000K |  | NC | NC
30W4K | 30w 4000K |  | NC | NC
40W4K | 40w 4000K |  | NC | NC
50W4K | 50w 4000K |  | NC | NC
60W4K | 60w 4000K |  | NC | NC
70W4K | 70w 4000K |  | NC | NC
80W4K | 80w 4000K |  | NC | NC
90W4K | 90w 4000K |  | NC | NC
105W4K | 105w 4000K |  | NC | NC
120W4K | 120w 4000K |  | NC | NC
10W5K | 10w 5000K |  | NC | NC
15W5K | 15w 5000K |  | NC | NC
20W5K | 20w 5000K |  | NC | NC
30W5K | 30w 5000K |  | NC | NC
40W5K | 40w 5000K |  | NC | NC
50W5K | 50w 5000K |  | NC | NC
60W5K | 60w 5000K |  | NC | NC
70W5K | 70w 5000K |  | NC | NC
80W5K | 80w 5000K |  | NC | NC
90W5K | 90w 5000K |  | NC | NC
105W5K | 105w 5000K |  | NC | NC
120W5K | 120w 5000K |  | NC | NC
Voltage: | Description: | Note: | 5% | 10%
U | 120-277v |  | NC | NC
H | 347-480v |  | 53 | 57
Distribution: | Description: | Note: | 5% | 10%
1 | Type I | 97 | NC | NC
2 | Type II |  | NC | NC
3 | Type III |  | NC | NC
4 | Type IV |  | NC | NC
5 | Type V |  | NC | NC
Options: | Description: | Note: | 5% | 10%
PC | Button Eye Photo Control |  | 62 | 65
N | None |  | NC | NC
Distribution: | Description: | Note: | 5% | 10%
B | GF2 |  | 51 | 54
C | GF3 |  | 51 | 54
D | GF4 |  | 51 | 54
F | GF6 |  | 51 | 54
H | GF8 |  | 51 | 54
I | GF9 |  | 51 | 54
J | GF10 (Standard) |  | NC | NC
K | GF12 |  | 51 | 54
O | GF17 |  | 51 | 54
P | GF18 |  | 51 | 54
R | GF20 |  | 51 | 54
V | GF24 |  | 51 | 54
N | None |  | NC | NC
Finish: | Description: | Note: | 5% | 10%
BK | Black |  | NC | NC
BZ | Bronze |  | NC | NC
DBZ | Dark Bronze |  | NC | NC
WH | White |  | NC | NC
GR | Green |  | NC | NC
SM | Silver Metallic |  | NC | NC
GY | Light Gray |  | NC | NC
TBK | Textured Black |  | NC | NC
CC | Custom Color (Consult Factory) |  | Factory | Factory
Notes:
(97) 70w & Above Only
Post Top
1882 Lighting
Sofia 2 Post Top
LED Model: | Description: | Note: | 5% | 10%
SOF2 | Sofia 2 Post Top LED Luminaire - 8" 40w, 50w, 60w |  | 1996 | 2120
SOF2 | Sofia 2 Post Top LED Luminaire - 12" 70w, 80w, 90w |  | 2217 | 2355
SOF2 | Sofia 2 Post Top LED Luminaire - 13" 105w, 120w, 135w |  | 2245 | 2385
Globe/Lens: | Description: | Note: | 5% | 10%
NL | No Secondary Lens |  | NC | NC
CA | Clear Acrylic |  | NC | NC
CP | Clear Polycarbonate |  | NC | NC
FA | Frosted Acrylic |  | 51 | 54
FP | Frosted Polycarbonate |  | 52 | 55
LED Module: | Description: | Note: | 5% | 10%
40W3K | 40w 3000K |  | NC | NC
50W3K | 50w 3000K |  | NC | NC
60W3K | 60w 3000K |  | NC | NC
70W3K | 70w 3000K |  | NC | NC
80W3K | 80w 3000K |  | NC | NC
90W3K | 90w 3000K |  | NC | NC
105W3K | 105w 3000K |  | NC | NC
120W3K | 120w 3000K |  | NC | NC
135W3K | 135w 3000K |  | NC | NC
40W4K | 40w 4000K |  | NC | NC
50W4K | 50w 4000K |  | NC | NC
60W4K | 60w 4000K |  | NC | NC
70W4K | 70w 4000K |  | NC | NC
80W4K | 80w 4000K |  | NC | NC
90W4K | 90w 4000K |  | NC | NC
105W4K | 105w 4000K |  | NC | NC
120W4K | 120w 4000K |  | NC | NC
135W4K | 135w 4000K |  | NC | NC
40W5K | 40w 5000K |  | NC | NC
50W5K | 50w 5000K |  | NC | NC
60W5K | 60w 5000K |  | NC | NC
70W5K | 70w 5000K |  | NC | NC
80W5K | 80w 5000K |  | NC | NC
90W5K | 90w 5000K |  | NC | NC
105W5K | 105w 5000K |  | NC | NC
120W5K | 120w 5000K |  | NC | NC
135W5K | 135w 5000K |  | NC | NC
Voltage: | Description: | Note: | 5% | 10%
U | 120-277v |  | NC | NC
H | 347-480v |  | 53 | 57
Distribution: | Description: | Note: | 5% | 10%
1 | Type I | 97 | NC | NC
2 | Type II |  | NC | NC
3 | Type III |  | NC | NC
4 | Type IV |  | NC | NC
5 | Type V |  | NC | NC
Distribution: | Description: | Note: | 5% | 10%
PC | Button eye photo control |  | 71 | 75
4S | 4 Struts |  | 83 | 88
N | None |  | NC | NC
Finish: | Description: | Note: | 5% | 10%
BK | Black |  | NC | NC
BZ | Bronze |  | NC | NC
DBZ | Dark Bronze |  | NC | NC
WH | White |  | NC | NC
GR | Green |  | NC | NC
SM | Silver Metallic |  | NC | NC
GY | Light Gray |  | NC | NC
TBK | Textured Black |  | NC | NC
CC | Custom Color (Consult Factory) |  | Factory | Factory
Notes:
(97) 70w & Above Only
Pendant Mount
1882 Lighting
Sofia 3 Pendant Mount
LED Model: | Description: | Note: | 5% | 10%
SOF3 | Sofia 3 LED Pendant Mount - 8" 40w, 50w, 60w |  | 1852 | 1968
SOF3 | Sofia 3 LED Pendant Mount - 12" 70w, 80w, 90w |  | 2042 | 2169
SOF3 | Sofia 3 LED Pendant Mount - 13" 105w, 120w, 135w |  | 2235 | 2374
Globe/Lens: | Description: | Note: | 5% | 10%
NL | No Secondary Lens |  | NC | NC
LED Module: | Description: | Note: | 5% | 10%
40W27K | 40w 2700K |  | NC | NC
50W27K | 50w 2700K |  | NC | NC
60W27K | 60w 2700K |  | NC | NC
70W27K | 70w 2700K |  | NC | NC
80W27K | 80w 2700K |  | NC | NC
90W27K | 90w 2700K |  | NC | NC
105W27K | 105w 2700K |  | NC | NC
120W27K | 120w 2700K |  | NC | NC
135W27K | 135w 2700K |  | NC | NC
40W3K | 40w 3000K |  | NC | NC
50W3K | 50w 3000K |  | NC | NC
60W3K | 60w 3000K |  | NC | NC
70W3K | 70w 3000K |  | NC | NC
80W3K | 80w 3000K |  | NC | NC
90W3K | 90w 3000K |  | NC | NC
105W3K | 105w 3000K |  | NC | NC
120W3K | 120w 3000K |  | NC | NC
135W3K | 135w 3000K |  | NC | NC
40W4K | 40w 4000K |  | NC | NC
50W4K | 50w 4000K |  | NC | NC
60W4K | 60w 4000K |  | NC | NC
70W4K | 70w 4000K |  | NC | NC
80W4K | 80w 4000K |  | NC | NC
90W4K | 90w 4000K |  | NC | NC
105W4K | 105w 4000K |  | NC | NC
120W4K | 120w 4000K |  | NC | NC
135W4K | 135w 4000K |  | NC | NC
40W5K | 40w 5000K |  | NC | NC
50W5K | 50w 5000K |  | NC | NC
60W5K | 60w 5000K |  | NC | NC
70W5K | 70w 5000K |  | NC | NC
80W5K | 80w 5000K |  | NC | NC
90W5K | 90w 5000K |  | NC | NC
105W5K | 105w 5000K |  | NC | NC
120W5K | 120w 5000K |  | NC | NC
135W5K | 135w 5000K |  | NC | NC
Voltage: | Description: | Note: | 5% | 10%
U | 120-277v |  | NC | NC
H | 347-480v |  | 53 | 57
Distribution: | Description: | Note: | 5% | 10%
1 | Type I | 97 | NC | NC
2 | Type II |  | NC | NC
3 | Type III |  | NC | NC
4 | Type IV |  | NC | NC
5 | Type V |  | NC | NC
Options: | Description: | Note: | 5% | 10%
N | None |  | NC | NC
PC | Button Eye Photo Control |  | 71 | 75
H | House Side Shield |  | 83 | 88
Finish: | Description: | Note: | 5% | 10%
BK | Black |  | NC | NC
BZ | Bronze |  | NC | NC
DBZ | Dark Bronze |  | NC | NC
WH | White |  | NC | NC
GR | Green |  | NC | NC
SM | Silver Metallic |  | NC | NC
GY | Light Gray |  | NC | NC
TBK | Textured Black |  | NC | NC
CC | Custom Color (Consult Factory) |  | Factory | Factory
Notes:
(97) 70w & Above Only
LEDicated
1882 Lighting
Stratus 15 Mini Area, Wall & Flood
LED Model: | Description: | Note: | 5% | 10%
STR15Q*1X22 | STR15Q *(Type C, F) 22w |  | 256 | 269
STR15QI1X22 | STR15Q Narrow Beam (30°) 22w | 57 | 280 | 294
STR15Q*1X37 | STR15Q *(Type C, F) 37w |  | 268 | 282
STR15QI1X37 | STR15Q Narrow Beam (30°) 37w | 57 | 291 | 306
STR15Q*1X56 | STR15Q Optimized *(Type C, F) 56w |  | 285 | 300
Ballast: | Factory Installed | Note: | 5% | 10%
U | 120-277v |  | NC | NC
H | 347-480v @ 37w Only |  | 23 | 25
H | 347v-480v @ 37w (Narrow Beam Only) |  | 82 | 87
Color Temp: | Factory Installed | Note: | 5% | 10%
3K | 3000K (22w C, F Optic, 37w F Optic Only) |  | NC | NC
4K | 4000K (C, F Optic Only) |  | NC | NC
5K | 5000K |  | NC | NC
Lens: | Factory Installed | Note: | 5% | 10%
C | Standard Clear Flat Glass Lens |  | NC | NC
S | SoftLED Flat Glass Lens | 21 | 30 | 31
Color: | Factory Installed | Note: | 5% | 10%
Z | Bronze |  | NC | NC
C | Custom Paint Color | 22 | 85 | 85
Mounts: | Factory Installed | Note: | 5% | 10%
BR | Two-Piece Swivel Bracket, Stamped, Powdercoat Finish | 5, 22 | NC | NC
EH | Easy-Hang Wall Bracket | 8, 22 | NC | NC
KA | Kitty Hawk Mounting Arm, Mounts Directly to Square Poles | 6, 22 | NC | NC
MA | Pole Mounting Arm Adaptor, Fits 2⅜" Arm, Includes Hardware | 9, 22 | NC | NC
SF | External Mount Slipfitter, Die Cast with Hardware & Angle Indicator | 6, 22 | NC | NC
Y | Yoke, Stamped Heavy-Duty Steel, Powdercoat Finish | 9, 22 | NC | NC
KN | 1/2˝ NPS Knuckle | 8, 22 | NC | NC
NM | No Mount |  | NC | NC
Options: | Factory Installed | Note: | 5% | 10%
SF | Single Fuse (120-277v Only) |  | 29 | 30
DF | Double Fuse (120-277v Only) |  | 58 | 62
SP | 120-277VAC 10KA Surge Suppressor |  | 25 | 27
SP2 | 120-277VAC 20KA Surge Suppressor |  | 49 | 52
SPH | 347-480VAC 10KA Surge Suppressor |  | 28 | 29
M1 | Motion Sensor IR with Lens, 120-277V Only, for heights up to 40' | 8, 17, 22 | 155 | 164
M2 | Motion Sensor IR with Lens, 120-277V Only, for heights up to 20' | 8, 18, 22 | 155 | 164
PC3 | Button Photocell, 120-277VAC | 3 | 48 | 50
P10 | Pencil Photocell, 120VAC | 3 | 34 | 35
P12 | Pencil Photocell, 277VAC | 3 | 34 | 35
P14 | Pencil Photocell, 120-277VAC | 3 | 43 | 45
BU4 | Battery Backup, 90 Minutes | 70 | 300 | 318
BUC4 | Cold Start Battery Backup, -20°C, 90 Minutes (120-277v Only) | 70 | 370 | 392
Mounting Accessories: | Ships Separately, Field Installed | Note: | 5% | 10%
KH20RP | Die-Cast Adaptor for 4” to 5” Round Poles, Bronze Powdercoat Finish. Use with Kitty Hawk Mounting Arm Only. | 8, 22 | 25 | 27
KH20WM | Die-Cast Wall Mount Adaptor, Bronze Powdercoat Finish. Use with Kitty Hawk Mounting Arm only. |  | 29 | 30
PTSB1SZ | Single Pole Tenon Spoke Bracket, 2⅜" Horizontal Mounting Arm, Bronze Powdercoat Finish, Includes Hardware |  | 179 | 190
PTSB2180SZ | Twin Pole Tenon Spoke Bracket, 2⅜" Horizontal 180° Mounting Arms, Bronze Powdercoat Finish, Includes Hardware |  | 278 | 295
PTSB290SZ | Twin Pole Tenon Spoke Bracket, 2⅜" Horizontal 90° Mounting Arms, Bronze Powdercoat Finish, Includes Hardware |  | 278 | 295
PTSB3120SZ | Triple Pole Tenon Spoke Bracket, 2⅜" Horizontal 120° Mounting Arms, Bronze Powdercoat Finish, Includes Hardware | 4 | 412 | 438
PTSB390SZ | Triple Pole Tenon Spoke Bracket, 2⅜" Horizontal 90° Mounting Arms, Bronze Powdercoat Finish, Includes Hardware | 4 | 413 | 439
PTSB490SZ | Quad Pole Tenon Spoke Bracket, 2⅜″ Horizontal 90° Mounting Arms, Bronze Powdercoat Finish, Includes Hardware | 4 | 503 | 534
Accessories: | Ships Separately, Field Installed | Note: | 5% | 10%
ACCHSG1Z | Die Cast Accessory Housing for Installing Sensors or Other Lighting Controls, Bronze Powdercoat Finish | 8, 22 | 31 | 33
KH15GSZ | Glare Shield, Aluminum, Bronze Powdercoat Finish |  | 29 | 30
KH15WG | Wire Guard, Stainless Steel Construction, Includes Hardware. |  | 18 | 19
ACCHSG4 | Empty Die Cast Accessory Housing, Powdercoat Finish | 1, 22 | 96 | 102
Replacement Parts: | Ships Separately, Field Installed | Note: | 5% | 10%
ALMAAZ | Die-Cast Adaptor for 2⅜" Horizontal Mounting Arms, Bronze Powdercoat Finish, Includes Hardware | 9, 22 | 49 | 52
FL73BRZ | Two-Piece Stamped Steel Adjustable Bracket, Bronze Powdercoat Finish, Includes Hardware | 5, 22 | 32 | 34
FL73SFXZ | External Mount Die-Cast Adjustable Slipfitter for 2⅜" Tenons, Bronze Powdercoat Finish, Includes Hardware | 6, 22 | 64 | 68
FLSTZ | Die-Cast Adjustable Knuckle with 1/2" NPS Threads, Bronze Powdercoat Finish. |  | 25 | 27
KH15GL | Tempered Clear Flat Glass Lens |  | 30 | 32
KH15GLSS | SoftLED Flat Glass Lens | 21 | 18 | 19
KH15YZ | Stamped Heavy-Duty Steel Yoke, Bronze Powdercoat Finish, Includes Hardware |  | 25 | 27
KH25AZ | Kitty Hawk Die-Cast Mounting Arm, Bronze Powdercoat Finish, Includes Hardware. Mounts Directly to Square Poles. | 6, 22 | 53 | 57
KHEHZ | Die-Cast Easy-Hang Wall Bracket, Bronze Powdercoat Finish, Includes Hardware | 8, 22 | 59 | 63
P18103 | 120-277VAC Button Photocell | 3 | 38 | 40
P18110 | 110-130V 120VAC Pencil Photocell (120-277v Only) | 3 | 24 | 25
P18112 | 208-277V 240VAC Pencil Photocell (120-277v Only) | 3 | 24 | 25
P18114 | 120-277V, Pencil Photocell (120-277v Only) | 3 | 33 | 35
3EBLX1055190A | Provides 90 Minutes of Backup Power (120-277v Only) |  | 192 | 204
3EBLX10T1555CPA | Cold Start Battery Backup, -20°C, 90 Minutes (120-277v Only) |  | 262 | 278
Notes:
(3) Photocell option not available with Wall Mount configuration.
(4) Special order item. Contact Sales or Customer Service Representative
(5) Custom Color Fee: $25.00
(6) Custom Color Fee: $25.00
(8) Custom Color Fee: $25.00
(9) Custom Color Fee: $25.00
(17) Includes L4 Lens, ACCHSG1Z Housing, 3FSP211
(18) Includes L3 Lens, ACCHSG1Z Housing, 3FSP211
(21) For "F" Option Only
(22) $150.00 Paint Set-up Fee for quantities under 5 pcs
(57) 5000K Only
(70) EH Wall Mount Only
LEDicated
1882 Lighting
Stratus 25 Small Area, Wall & Flood
LED Model: | Description: | Note: | 5% | 10%
STR25Q*1X65 | STR25Q *(Type C, D, F) 65w (includes Mount) | 60 | 285 | 300
STR25Q*1X81 | STR25Q *(Type A, B, C, D, F) 81w (includes Mount) |  | 336 | 353
STR25Q*1X112 | STR25Q *(Type A, B, C, D, F) 112w (includes Mount) |  | 370 | 389
STR25QI1X81 | STR25Q Narrow Beam (30°) 81w (includes Mount) | 59 | 360 | 378
STR25QI1X112 | STR25Q Narrow Beam (30°) 112w (includes Mount) | 59 | 394 | 414
Ballast: | Factory Installed | Note: | 5% | 10%
U | 120-277v |  | NC | NC
H | 347-480v @ 65w |  | 64 | 68
H | 347-480v @ 81w |  | 82 | 87
Color Temp: | Factory Installed | Note: | 5% | 10%
3K | 3000K | 68 | NC | NC
4K | 4000K |  | NC | NC
5K | 5000K |  | NC | NC
Lens: | Factory Installed | Note: | 5% | 10%
C | Standard Clear Flat Glass Lens |  | NC | NC
S | SoftLED Flat Glass Lens | 21 | 30 | 31
Color: | Factory Installed | Note: | 5% | 10%
Z | Bronze |  | NC | NC
C | Custom Paint Color | 22 | 90 | 90
Mounts: | Factory Installed | Note: | 5% | 10%
BR | Two-Piece Swivel Bracket, Stamped, Powdercoat Finish | 5, 22 | NC | NC
EH | Easy-Hang Wall Bracket | 8, 22 | NC | NC
KA | Kitty Hawk Mounting Arm, Mounts Directly to Square Poles | 6, 22 | NC | NC
MA | Pole Mounting Arm Adaptor, Fits 2⅜" Arm, Includes Hardware | 9, 22 | NC | NC
SF | External Mount Slipfitter, Die Cast with Hardware & Angle Indicator | 6, 22 | NC | NC
Y | Yoke, Stamped Heavy-Duty Steel, Powdercoat Finish | 7, 19, 22 | NC | NC
NM | No Mount |  | NC | NC
Options: | Factory Installed | Note: | 5% | 10%
SF | Single Fuse (120-277v Only) |  | 29 | 30
DF | Double Fuse (120-277v Only) |  | 58 | 62
SP | 120-277VAC 10KA Surge Suppressor |  | 25 | 27
SP2 | 120-277VAC 20KA Surge Suppressor |  | 49 | 52
SPH | 347-480VAC 10KA Surge Suppressor |  | 28 | 29
M1 | Motion Sensor IR with Lens, 120-277V Only, for heights up to 40' | 8, 17, 22 | 155 | 164
M2 | Motion Sensor IR with Lens, 120-277V Only, for heights up to 20' | 8, 18, 22 | 155 | 164
R3 | 3-Pin Twist Lock Photocell Receptacle |  | 32 | 33
R5 | 5-Pin Twist Lock Photocell Receptacle |  | 40 | 42
R7 | 7-Pin ANSI C136.41—2013 Twist Lock Photocell Receptacle |  | 43 | 45
S23 | Microwave Sensor with Dimming, 120-277V Only. |  | 101 | 107
S43 | Microwave On/Off Motion Sensor – NO Dimming, 120-277V Only. |  | 58 | 60
Mounting Accessories: | Ships Separately, Field Installed | Note: | 5% | 10%
KH20RPZ | Die-Cast Adaptor for 4″ to 5″ Round Poles, Bronze Powdercoat Finish. Use with Kitty Hawk Mounting Arm only. | 8, 22 | 25 | 27
KH20WM | Die-Cast Wall Mount Adaptor, Bronze Powdercoat Finish. Use with Kitty Hawk Mounting Arm only. |  | 29 | 30
PTSB1SZ | Single Pole Tenon Spoke Bracket, 2⅜" Horizontal Mounting Arm, Bronze Powdercoat Finish, Includes Hardware |  | 179 | 190
PTSB2180SZ | Twin Pole Tenon Spoke Bracket, 2⅜" Horizontal 180° Mounting Arms, Bronze Powdercoat Finish, Includes Hardware |  | 278 | 295
PTSB290SZ | Twin Pole Tenon Spoke Bracket, 2⅜" Horizontal 90° Mounting Arms, Bronze Powdercoat Finish, Includes Hardware |  | 278 | 295
PTSB3120SZ | Triple Pole Tenon Spoke Bracket, 2⅜" Horizontal 120° Mounting Arms, Bronze Powdercoat Finish, Includes Hardware | 4 | 412 | 438
PTSB390SZ | Triple Pole Tenon Spoke Bracket, 2⅜" Horizontal 90° Mounting Arms, Bronze Powdercoat Finish, Includes Hardware | 4 | 413 | 439
PTSB490SZ | Quad Pole Tenon Spoke Bracket, 2⅜″ Horizontal 90° Mounting Arms, Bronze Powdercoat Finish, Includes Hardware | 4 | 503 | 534
Accessories: | Ships Separately, Field Installed | Note: | 5% | 10%
ACCHSG1Z | Die Cast Accessory Housing for Installing Sensors or Other Lighting Controls, Bronze Powdercoat Finish | 8, 22 | 31 | 33
ACCHSG1ZM1 | Die Cast Housing Only with Sensor Mounting Bracket w/ Motion Sensor, IR for max mounting heights of 40ft |  | 170 | 180
ACCHSG3 | Bronze UV-Stabilized Polycarbonate Housing for Installing Sensors, Includes Sensor Bracket and Gasket |  | 18 | 19
KH25GSZ | Aluminum Glare Shield, Bronze Powdercoat Finish, Includes Hardware | 6, 22 | 43 | 45
KH25WG | Wire Guard, Stainless Steel Construction |  | 30 | 32
P18131 | Twist Lock Non-Shorting (Open) Cap Disconnects Service to Fixture for Temporary or Permanent Disabling (Fixture Always Off). IP65, 480V Maximum |  | 29 | 30
P18132 | Twist Lock Shorting Cap Provides Fixed Service to Fixture (Fixture Always on). IP65, Rated Load 7200w Tungsten |  | 13 | 14
P18140 | 110-120VAC Instant Twist Lock Photocell | 3 | 22 | 23
P18152 | 277VAC Time Delay Twist Lock Photocell | 3 | 22 | 23
P18156 | 120-277VAC Universal Twist Lock Photocell |  | 28 | 29
P18157 | 480VAC Twist Lock Photocell |  | 49 | 52
Replacement Parts: | Ships Separately, Field Installed | Note: | 5% | 10%
ALMAAZ | Die-Cast Adaptor for 2⅜" Horizontal Mounting Arms, Bronze Powdercoat Finish, Includes Hardware | 9, 22 | 49 | 52
FL73BRZ | Two-Piece Stamped Steel Adjustable Bracket, Bronze Powdercoat Finish, Includes Hardware | 5, 22 | 32 | 34
FL73SFXZ | External Mount Die-Cast Adjustable Slipfitter for 2⅜" Tenons, Bronze Powdercoat Finish, Includes Hardware | 6, 22 | 64 | 68
KH25AZ | Kitty Hawk Die-Cast Mounting Arm, Bronze Powdercoat Finish, Includes Hardware. Mounts Directly to Square Poles. | 6, 22 | 53 | 57
KH25GL | Clear Flat Glass Lens |  | 13 | 14
KH25GLSS | SoftLED Flat Glass Lens | 21 | 18 | 19
KH25YZ | Yoke, Stamped Heavy-Duty Steel, Bronze Powdercoat Finish | 7, 22 | 53 | 57
KHEHZ | Die-Cast Easy-Hang Wall Bracket, Bronze Powdercoat Finish, Includes Hardware | 8, 22 | 59 | 63
P17117 | Internal Microwave Sensor with Dimming, 120-277V Only. |  | 70 | 74
P17123 | Internal Microwave On/Off Motion Sensor – NO DIMMING, 120-277V Only. |  | 44 | 47
Notes:
(3) Photocell option not available with Wall Mount configuration.
(4) Special order item. Contact Sales or Customer Service Representative
(5) Custom Color Fee: $25.00
(6) Custom Color Fee: $25.00
(7) Custom Color Fee: $25.00
(8) Custom Color Fee: $25.00
(9) Custom Color Fee: $25.00
(17) Includes L4 Lens, ACCHSG1Z Housing, 3FSP211
(18) Includes L3 Lens, ACCHSG1Z Housing, 3FSP211
(19) CPCS164B and CPLT1 included when using Bracket or Large Yoke
(21) For "F" Option Only
(22) $150.00 Paint Set-up Fee for quantities under 5 pcs
(59) Use with 81w & 112w 5K Model Only
(60) Use with D Optic 3000K; C & F Optics 4000K & 5000K Models
(68) Use with 65w D Optic; 81w B, C, D, F Optics; or 112w D & F Optics
LEDicated
1882 Lighting
Stratus 45 Large Area, Wall & Flood
LED Model: | Description: | Note: | 5% | 10%
STR45Q*1X99 | STR45Q *(Type A, B, C, D, F) 99w (includes Mount) |  | 512 | 538
STR45Q*1X111 | STR45Q *(Type A, B, C, D, F) 111w (includes Mount) |  | 512 | 538
STR45Q*1X133 | STR45Q *(Type A, B, C, D, F) 133w (includes Mount) |  | 512 | 538
STR45Q*1X167 | STR45Q *(Type A, B, C, D, F) 167w (includes Mount) |  | 512 | 538
STR45Q*1X183 | STR45Q *(Type A, B, C, D, F) 183w (includes Mount) |  | 563 | 592
STR45Q*1X199 | STR45Q *(Type A, B, C, D, F) 199w (includes Mount) |  | 563 | 592
STR45Q*1X256 | STR45Q *(Type A, B, C, D, F) 256w (includes Mount) |  | 654 | 687
STR45QI1X99 | STR45Q Narrow Beam (30°) 99w (includes Mount) | 57 | 536 | 563
STR45QI1X111 | STR45Q Narrow Beam (30°) 111w (includes Mount) | 57 | 536 | 563
STR45QI1X133 | STR45Q Narrow Beam (30°) 133w (includes Mount) | 57 | 536 | 563
STR45QI1X167 | STR45Q Narrow Beam (30°) 167w (includes Mount) | 57 | 536 | 563
STR45QI1X183 | STR45Q Narrow Beam (30°) 183w (includes Mount) | 57 | 587 | 617
STR45QI1X199 | STR45Q Narrow Beam (30°) 199w (includes Mount) | 57 | 587 | 617
STR45QI1X256 | STR45Q Narrow Beam (30°) 256w (includes Mount) | 57 | 678 | 712
STR45Q*1X136 | STR45Q Optimized *(Type C, D, F) 136w (includes Mount) |  | 512 | 538
STR45Q*1X225 | STR45Q Optimized *(Type C, D, F) 225w (includes Mount) |  | 563 | 592
Ballast: | Factory Installed | Note: | 5% | 10%
U | 120-277v |  | NC | NC
H | 347-480v @ 99w, 111w, 133w, 136w, 256w |  | 100 | 106
H | 347-480v @ 167w |  | 111 | 117
H | 347-480v @ 183w, 199w |  | 105 | 111
Color Temp: | Factory Installed | Note: | 5% | 10%
3K | 3000K | 29 | NC | NC
4K | 4000K |  | NC | NC
5K | 5000K |  | NC | NC
Lens: | Factory Installed | Note: | 5% | 10%
C | Standard Clear Flat Glass Lens |  | NC | NC
S | SoftLED Flat Glass Lens | 21 | 44 | 46
P | Clear Flat Prismatic Glass Lens | 21 | 41 | 42
Color: | Factory Installed | Note: | 5% | 10%
Z | Bronze |  | NC | NC
C | Custom Paint Color | 22 | 105 | 105
Mounts: | Factory Installed | Note: | 5% | 10%
BR | Two-Piece Swivel Bracket, Stamped, Powdercoat Finish | 5, 19, 22 | NC | NC
KA | Kitty Hawk Mounting Arm, Mounts Directly to Square Poles | 6, 22 | NC | NC
MA | Pole Mounting Arm Adaptor, Fits 2⅜" Arm, Includes Hardware | 9, 22 | NC | NC
SF | External Mount Slipfitter, Die Cast with Hardware & Angle Indicator | 6, 22 | NC | NC
Y | Yoke, Stamped Heavy-Duty Steel, Powdercoat Finish | 7, 19, 22 | NC | NC
WM | Wall Bracket, Heavy-Duty Stamped Steel, Powdercoat Finish, Includes Hardware | 5, 22 | NC | NC
NM | No Mount |  | NC | NC
Options: | Factory Installed | Note: | 5% | 10%
SF | Single Fuse (120-277v Only) |  | 29 | 30
DF | Double Fuse (120-277v Only) |  | 58 | 62
SP | 120-277VAC 10KA Surge Suppressor |  | 25 | 27
SP2 | 120-277VAC 20KA Surge Suppressor |  | 49 | 52
SPH | 347-480VAC 10KA Surge Suppressor |  | 28 | 29
M1 | Motion Sensor IR with Lens, 120-277V Only, for heights up to 40' | 8, 17, 22 | 155 | 164
M2 | Motion Sensor IR with Lens, 120-277V Only, for heights up to 20' | 8, 18, 22 | 155 | 164
R3 | 3-Pin Twist Lock Photocell Receptacle |  | 32 | 33
R5 | 5-Pin Twist Lock Photocell Receptacle |  | 40 | 42
R7 | 7-Pin ANSI C136.41—2013 Twist Lock Photocell Receptacle |  | 43 | 45
S23 | Microwave Sensor with Dimming, 120-277V Only. |  | 101 | 107
S43 | Microwave On/Off Motion Sensor – NO Dimming, 120-277V Only. |  | 58 | 60
Mounting Accessories: | Ships Separately, Field Installed | Note: | 5% | 10%
KH40RP | Round Pole Adapter. Fits 4" or 6" O.D. Round Poles, Bronze Finish | 6, 22 | 31 | 33
KH40WM | Die-Cast Wall Mount Adaptor, Bronze Powdercoat Finish. Use with Kitty Hawk Mounting Arm only. | 6, 22 | 37 | 39
PTSB1SZ | Single Pole Tenon Spoke Bracket, 2⅜″ Horizontal Mounting Arm, Bronze Powdercoat Finish, Includes Hardware |  | 179 | 190
PTSB2180SZ | Twin Pole Tenon Spoke Bracket, 2⅜″ Horizontal 180° Mounting Arms, Bronze Powdercoat Finish, Includes Hardware |  | 278 | 295
PTSB290SZ | Twin Pole Tenon Spoke Bracket, 2⅜″ Horizontal 90° Mounting Arms, Bronze Powdercoat Finish, Includes Hardware |  | 278 | 295
PTSB3120SZ | Triple Pole Tenon Spoke Bracket, 2⅜″ Horizontal 120° Mounting Arms, Bronze Powdercoat Finish, Includes Hardware | 4 | 412 | 438
PTSB390SZ | Triple Pole Tenon Spoke Bracket, 2⅜″ Horizontal 90° Mounting Arms, Bronze Powdercoat Finish, Includes Hardware | 4 | 413 | 439
PTSB490SZ | Quad Pole Tenon Spoke Bracket, 2⅜″ Horizontal 90° Mounting Arms, Bronze Powdercoat Finish, Includes Hardware | 4 | 503 | 534
Accessories: | Ships Separately, Field Installed | Note: | 5% | 10%
ACCHSG1Z | Die Cast Accessory Housing for Installing Sensors or Other Lighting Controls, Bronze Powdercoat Finish | 8, 22 | 31 | 33
ACCHSG1ZM1 | Die Cast Housing Only with Sensor Mounting Bracket w/ Motion Sensor, IR for max mounting heights of 40ft |  | 170 | 180
ACCHSG3 | Bronze UV-Stabilized Polycarbonate Housing for Installing Sensors, Includes Sensor Bracket and Gasket |  | 18 | 19
KH45GSZ | Aluminum Glare Shield, Bronze Powdercoat Finish, Includes Hardware |  | 71 | 75
KH45WG | Wire Guard, Stainless Steel Construction |  | 37 | 39
P18131 | Twist Lock Non-Shorting (Open) Cap Disconnects Service to Fixture for Temporary or Permanent Disabling (Fixture Always Off). IP65, 480V Maximum |  | 29 | 30
P18132 | Twist Lock Shorting Cap Provides Fixed Service to Fixture (Fixture Always on). IP65, Rated Load 7200w Tungsten |  | 13 | 14
P18140 | 110-120VAC Instant Twist Lock Photocell | 3 | 22 | 23
P18152 | 277VAC Time Delay Twist Lock Photocell | 3 | 22 | 23
P18156 | 120-277VAC Universal Twist Lock Photocell |  | 28 | 29
P18157 | 480VAC Twist Lock Photocell |  | 49 | 52
Replacement Parts: | Ships Separately, Field Installed | Note: | 5% | 10%
ALMAAZ | Die-Cast Adaptor for 2⅜" Horizontal Mounting Arms, Bronze Powdercoat Finish, Includes Hardware | 9, 22 | 49 | 52
FL73BRZ | Two-Piece Stamped Steel Adjustable Bracket, Bronze Powdercoat Finish, Includes Hardware | 5, 22 | 32 | 34
FL73SFXZ | External Mount Die-Cast Adjustable Slipfitter for 2⅜" Tenons, Bronze Powdercoat Finish, Includes Hardware | 6, 22 | 64 | 68
KH45AZ | Kitty Hawk Mounting Arm, Mounts Directly to Square Poles, Bronze Powdercoat Finish | 7, 22 | 69 | 73
KH45GL | Tempered Clear Flat Glass Lens |  | 17 | 18
KH45GLSS | SoftLED Flat Glass Lens | 21 | 32 | 34
KH45GLP | Prismatic Flat Glass Lens | 21 | 29 | 30
KH45YZ | Yoke, Stamped Heavy-Duty Steel, Bronze Powdercoat Finish | 7, 22 | 69 | 73
WBR2Z | Wall Bracket, Heavy-Duty Stamped Steel, Powdercoat Finish, Includes Hardware | 5, 22 | 42 | 44
P17117 | Internal Microwave Sensor with Dimming, 120-277V Only. |  | 70 | 74
P17123 | Internal Microwave On/Off Motion Sensor – NO DIMMING, 120-277V Only. |  | 44 | 47
Notes:
(3) Photocell option not available with Wall Mount configuration.
(4) Special order item. Contact Sales or Customer Service Representative
(5) Custom Color Fee: $25.00
(6) Custom Color Fee: $25.00
(7) Custom Color Fee: $25.00
(8) Custom Color Fee: $25.00
(9) Custom Color Fee: $25.00
(17) Includes L4 Lens, ACCHSG1Z Housing, 3FSP211
(18) Includes L3 Lens, ACCHSG1Z Housing, 3FSP211
(19) CPCS164B and CPLT1 included when using Bracket or Large Yoke
(21) For "F" Option Only
(22) $150.00 Paint Set-up Fee for quantities under 5 pcs
(29) 3000K, Only for Type C & F Optics
(57) 5000K Only
LEDicated
1882 Lighting
Stratus 55 PowerBolt Area & Flood
LED Model: | Description: | Note: | 5% | 10%
STR55Q*2X167 | STR55Q *(Type A, B, C, D, F) 334w |  | 1131 | 1188
STR55Q*2X256 | STR55Q *(Type A, B, C, D, F) 512w |  | 1449 | 1522
STR55QI2X167 | STR55Q Narrow Beam (30°) 334w | 57 | 1179 | 1238
STR55QI2X256 | STR55Q Narrow Beam (30°) 512w | 57 | 1497 | 1572
STR55Q*2X225 | STR55Q Optimized *(Type C, D, F) 450w |  | 1449 | 1522
Ballast: | Factory Installed | Note: | 5% | 10%
U | 120-277v |  | NC | NC
H | 347-480v @ 334w |  | 222 | 234
H | 347-480v @ 512w |  | 200 | 212
H | 347-480v @ 450w |  | 220 | 232
Color Temp: | Factory Installed | Note: | 5% | 10%
3K | 3000K | 41 | NC | NC
4K | 4000K |  | NC | NC
5K | 5000K |  | NC | NC
Lens: | Factory Installed | Note: | 5% | 10%
C | Standard Clear Flat Glass Lens |  | NC | NC
S | SoftLED Flat Glass Lens (two required) | 21 | 44 | 46
P | Clear Flat Prismatic Glass Lens (two required) | 21 | 41 | 42
Color: | Factory Installed | Note: | 5% | 10%
Z | Bronze |  | NC | NC
C | Custom Paint Color | 22 | 165 | 165
Mounting: | Factory Installed | Note: | 5% | 10%
SF | External Mount Slipfitter, Die Cast with Hardware & Angle Indicator | 6, 22 | NC | NC
Options: | Factory Installed | Note: | 5% | 10%
SF | Single Fuse (120-277v Only) |  | 29 | 30
DF | Double Fuse (120-277v Only) |  | 58 | 62
SP | 120-277VAC 10KA Surge Suppressor |  | 25 | 27
SP2 | 120-277VAC 20KA Surge Suppressor |  | 49 | 52
SPH | 347-480VAC 10KA Surge Suppressor |  | 28 | 29
R3 | 3-Pin Twist Lock Photocell Receptacle |  | 32 | 33
R5 | 5-Pin Twist Lock Photocell Receptacle |  | 40 | 42
R7 | 7-Pin ANSI C136.41—2013 Twist Lock Photocell Receptacle |  | 43 | 45
S23 | Microwave Sensor with Dimming, 120-277V Only. |  | 101 | 107
S43 | Microwave On/Off Motion Sensor – NO Dimming, 120-277V Only. |  | 58 | 60
Mounting Accessories: | Ships Separately, Field Installed | Note: | 5% | 10%
PTSB1SZ | Single Pole Tenon Spoke Bracket, 2⅜″ Horizontal Mounting Arm, Bronze Powdercoat Finish, Includes Hardware |  | 179 | 190
PTSB2180SZ | Twin Pole Tenon Spoke Bracket, 2⅜″ Horizontal 180° Mounting Arms, Bronze Powdercoat Finish, Includes Hardware |  | 278 | 295
Accessories: | Ships Separately, Field Installed | Note: | 5% | 10%
ACCHSG1Z | Die Cast Accessory Housing for Installing Sensors or Other Lighting Controls, Bronze Powdercoat Finish | 8, 22 | 31 | 33
ACCHSG1ZM1 | Die Cast Housing Only with Sensor Mounting Bracket w/ Motion Sensor, IR for max mounting heights of 40ft |  | 170 | 180
ACCHSG3 | Bronze UV-Stabilized Polycarbonate Housing for Installing Sensors, Includes Sensor Bracket and Gasket |  | 18 | 19
KH45GSZ | Aluminum Glare Shield, Bronze Powdercoat Finish, Includes Hardware (two required) |  | 71 | 75
KH45WG | Wire Guard, Stainless Steel Construction (two required) |  | 37 | 39
P18131 | Twist Lock Non-Shorting (Open) Cap Disconnects Service to Fixture for Temporary or Permanent Disabling (Fixture Always Off). IP65, 480V Maximum |  | 29 | 30
P18132 | Twist Lock Shorting Cap Provides Fixed Service to Fixture (Fixture Always on). IP65, Rated Load 7200w Tungsten |  | 13 | 14
P18140 | 110-120VAC Instant Twist Lock Photocell |  | 22 | 23
P18152 | 277VAC Time Delay Twist Lock Photocell |  | 22 | 23
P18156 | 120-277VAC Universal Twist Lock Photocell |  | 28 | 29
P18157 | 480VAC Time Delay Twist Lock Photocell. |  | 49 | 52
Replacement Parts: | Ships Separately, Field Installed | Note: | 5% | 10%
KH45GL | Tempered Clear Flat Glass Lens (two required) | 23 | 17 | 18
KH45GLP | Prismatic Flat Glass Lens (two required) | 21, 23 | 29 | 30
KH45GLSS | SoftLED Flat Glass Lens (two required) | 21, 23 | 32 | 34
FL90SFX | External Mount Die-Cast Adjustable Slipfitter for 2⅜″ Tenons, Bronze Powdercoat Finish, Includes Hardware |  | 93 | 99
P17117 | Internal Microwave Sensor with Dimming, 120-277V Only. |  | 70 | 74
P17123 | Internal Microwave On/Off Motion Sensor – NO DIMMING, 120-277V Only. |  | 44 | 47
Notes:
(6) Custom Color Fee: $25.00
(21) For "F" Option Only
(22) $150.00 Paint Set-up Fee for quantities under 5 pcs
(23) Requires 2 units
(41) "F" and "C" Optics Only
(57) 5000K Only
LEDicated
1882 Lighting
Thunderbolt Flood Light
LED Model: | Description: | Note: | 5% | 10%
THB22268 | Thunderbolt Sports Lighter/Architectural Flood NEMA 2 Lens 268w |  | 1287 | 1365
THB33268 | Thunderbolt Sports Lighter/Architectural Flood NEMA 3 Lens 268w |  | 1287 | 1365
THB44268 | Thunderbolt Sports Lighter/Architectural Flood NEMA 4 Lens 268w |  | 1287 | 1365
THB55268 | Thunderbolt Sports Lighter/Architectural Flood NEMA 5 Lens 268w |  | 1287 | 1365
THB22536 | Thunderbolt Sports Lighter/Architectural Flood NEMA 2 Lens 536w |  | 1703 | 1806
THB33536 | Thunderbolt Sports Lighter/Architectural Flood NEMA 3 Lens 536w |  | 1703 | 1806
THB44536 | Thunderbolt Sports Lighter/Architectural Flood NEMA 4 Lens 536w |  | 1703 | 1806
THB55536 | Thunderbolt Sports Lighter/Architectural Flood NEMA 5 Lens 536w |  | 1703 | 1806
Ballast: | Factory Installed | Note: | 5% | 10%
U | 120-277v |  | NC | NC
H | 347-480v @ 268w |  | 100 | 106
H | 347-480v @ 536w |  | 200 | 211
Color Temp: | Factory Installed | Note: | 5% | 10%
4K | 4000K |  | NC | NC
5K | 5000K |  | NC | NC
Color: | Factory Installed | Note: | 5% | 10%
G | Gray |  | NC | NC
C | Custom Paint Color | 22 | 185 | 185
Mount: | Factory Installed | Note: | 5% | 10%
Y | Powder Painted Steel Yoke (included) |  | NC | NC
Options: | Factory Installed | Note: | 5% | 10%
SF | Single Fuse (120-277v Only) |  | 29 | 30
DF | Double Fuse (120-277v Only) |  | 58 | 62
C53600B | 3 Foot Black Cord, 600VAC, 5 Wire, Includes 1-10V Dimming Wires |  | 36 | 38
Mounting Accessories: | Ships Separately, Field Installed | Note: | 5% | 10%
CVMAG | Die-Cast Adaptor for 2⅜" Tenons, Gray Powdercoat Finish, Includes Hardware | 9, 22 | 60 | 64
Notes:
(9) Custom Color Fee: $25.00
(22) $150.00 Paint Set-up Fee for quantities under 5 pcs
LEDicated
1882 Lighting
Tustin - Large Wall Accent/Flood Light
LED Model: | Description: | Note: | 5% | 10%
TUS3C34X15 | Large LED Tustin Wall and Flood Light COB 60w |  | 262 | 278
TUS3C34X20 | Large LED Tustin Wall and Flood Light COB 80w |  | 283 | 300
Ballast: | Factory Installed | Note: | 5% | 10%
U | 120-277v |  | NC | NC
Color Temp: | Factory Installed | Note: | 5% | 10%
41K | 4100K |  | NC | NC
Color: | Factory Installed | Note: | 5% | 10%
Z | Bronze |  | NC | NC
C | Custom Paint Color | 22 | 95 | 95
Mounting: | Ships Separately, Field Installed | Note: | 5% | 10%
KN | 1/2˝ NPS Knuckle | 6, 22 | NC | NC
BR | Two-Piece Swivel Bracket, Stamped, Powdercoat Finish | 5, 22 | 44 | 46
SF | External Mount Slipfitter, Die Cast with Hardware & Angle Indicator | 6, 22 | 76 | 80
Options: | Factory Installed | Note: | 5% | 10%
SF | Single Fuse (120-277v Only) |  | 29 | 30
DF | Double Fuse (120-277v Only) |  | 58 | 62
SP | 120-277VAC 10KA Surge Suppressor |  | 25 | 27
SP2 | 120-277VAC 20KA Surge Suppressor |  | 49 | 52
P14 | Pencil Photocell, 120-277VAC |  | 43 | 45
Mounting Accessories: | Ships Separately, Field Installed | Note: | 5% | 10%
FLPTF | Die-cast Post Top Fitter for 2⅜" to 3½" Poles, Bronze Powdercoat Finish, Three (3) ½" Coin Plugs |  | 32 | 34
FLSTK | Heavy Duty Ground Stake, Built-in Wiring Compartment with ½" NPS Threaded Fitting, Black Plastic |  | 38 | 40
Accessories: | Ships Separately, Field Installed | Note: | 5% | 10%
P18110 | 110-130V 120VAC Pencil Photocell (120-277v Only) |  | 24 | 25
P18112 | 208-277V 240VAC Pencil Photocell (120-277v Only) |  | 24 | 25
ACCHSG4 | Empty Die Cast Accessory Housing, Powdercoat Finish |  | 96 | 102
Replacement Parts: | Ships Separately, Field Installed | Note: | 5% | 10%
FL73BR | Two-Piece Stamped Steel Adjustable Bracket, Bronze Powdercoat Finish, Includes Hardware | 5, 22 | 32 | 34
FL73SFX | External Mount Die-Cast Adjustable Slipfitter for 2⅜" Tenons, Bronze Powdercoat Finish, Includes Hardware | 6, 22 | 64 | 68
FLSTZ | Die-Cast Adjustable Knuckle with 1/2" NPS Threads, Bronze Powdercoat Finish. | 5, 22 | 25 | 27
P18114 | 120-277V, Pencil Photocell (120-277v Only) |  | 33 | 35
3EBLX1055190A | Provides 90 Minutes of Backup Power (120-277v Only) |  | 192 | 204
3EBLX10T1555CPA | Cold Start Battery Backup, -20°C, 90 Minutes (120-277v Only) |  | 262 | 278
Notes:
(5) Custom Color Fee: $25.00
(6) Custom Color Fee: $25.00
(22) $150.00 Paint Set-up Fee for quantities under 5 pcs
LEDicated
1882 Lighting
Tustin - Small Wall Accent/Flood Light
LED Model: | Description: | Note: | 5% | 10%
TUS2C32X10 | TUS2C3 COB 20w |  | 159 | 169
TUS2C32X20 | TUS2C3 COB 40w |  | 171 | 182
Ballast: | Factory Installed | Note: | 5% | 10%
U | 120-277v |  | NC | NC
H | 347-480v |  | 35 | 37
C | 347v (40w Only) |  | 23 | 25
Color Temp: | Factory Installed | Note: | 5% | 10%
41K | 4100K |  | NC | NC
Color: | Factory Installed | Note: | 5% | 10%
Z | Bronze |  | NC | NC
C | Custom Paint Color | 22 | 75 | 75
Mount: | Ships Separately, Field Installed | Note: | 5% | 10%
KN | ½˝ NPS Knuckle |  | NC | NC
Options: | Factory Installed | Note: | 5% | 10%
SF | Single Fuse (120-277v Only) |  | 29 | 30
DF | Double Fuse (120-277v Only) |  | 58 | 62
SP | 120-277VAC 10KA Surge Suppressor |  | 25 | 27
SP2 | 120-277VAC 20KA Surge Suppressor |  | 49 | 52
SPH | 347-480VAC 10KA Surge Suppressor |  | 28 | 29
P14 | Pencil Photocell, 120-277VAC |  | 43 | 45
BU4 | Battery Backup, 90 Minutes | 70 | 300 | 318
BUC4 | Cold Start Battery Backup, -20°C, 90 Minutes (120-277v Only) | 70 | 370 | 392
Mounting Accessories: | Ships Separately, Field Installed | Note: | 5% | 10%
FLPTFZ | Die-cast Post Top Fitter for 2⅜" to 3½" Poles, Bronze Powdercoat Finish, Three (3) ½" Coin Plugs |  | 32 | 34
FLSTK | Heavy Duty Ground Stake, Built-in Wiring Compartment with ½" NPS Threaded Fitting, Black Plastic |  | 38 | 40
Accessories: | Ships Separately, Field Installed | Note: | 5% | 10%
P18110 | 110-130V 120VAC Pencil Photocell (120-277v Only) |  | 24 | 25
P18112 | 208-277V 240VAC Pencil Photocell (120-277v Only) |  | 24 | 25
FB1VZ | Die-Cast Rotatable Visor, Bronze Powdercoat Finish. | 6, 22 | 25 | 27
ACCHSG4 | Empty Die Cast Accessory Housing, Powdercoat Finish |  | 96 | 102
Replacement Parts: | Ships Separately, Field Installed | Note: | 5% | 10%
FLSTZ | Die-Cast Adjustable Knuckle with 1/2" NPS Threads, Bronze Powdercoat Finish. |  | 25 | 27
P18114 | 120-277V, Pencil Photocell (120-277v Only) |  | 33 | 35
3EBLX1055190A | Provides 90 Minutes of Backup Power (120-277v Only) |  | 192 | 204
3EBLX10T1555CPA | Cold Start Battery Backup, -20°C, 90 Minutes (120-277v Only) |  | 262 | 278
Notes:
(6) Custom Color Fee: $25.00
(22) $150.00 Paint Set-up Fee for quantities under 5 pcs
(70) EH Wall Mount Only
LEDicated
1882 Lighting
Vapor 1A 12” C1D2 Utility Room
LED Model: | Description: | Note: | 5% | 10%
VAP1AOQF22 | Open Frame 12” Linear LED Die Cast Type F 22w - Class 1 Div 2 Certified |  | 443 | 470
VAP1AOQF37 | Open Frame 12” Linear LED Die Cast Type F 37w - Class 1 Div 2 Certified |  | 458 | 487
VAP1AHQF22 | Horizontal Hood 12” Linear LED Die Cas Type F 22w - Class 1 Div 2 Certified |  | 453 | 482
VAP1AHQF37 | Horizontal Hood 12” Linear LED Die Cas Type F 37w - Class 1 Div 2 Certified |  | 468 | 497
VAP1AVQF22 | Vertical Hood 12” Linear LED Die Cast Type F 22w - Class 1 Div 2 Certified |  | 453 | 482
VAP1AVQF37 | Vertical Hood 12” Linear LED Die Cast Type F 37w - Class 1 Div 2 Certified |  | 468 | 497
Ballast: | Factory Installed | Note: | 5% | 10%
U | 120-277v |  | NC | NC
Color Temp: | Factory Installed | Note: | 5% | 10%
4K | 4000K |  | NC | NC
5K | 5000K |  | NC | NC
Lens: | Factory Installed | Note: | 5% | 10%
C | Clear UV-Stabilized Polycarbonate Vandal-Resistant Lens |  | NC | NC
L | SoftLED LumaLens Opal UV-Stabilized Polycarbonate Vandal-Resistant Lens |  | 41 | 42
Color: | Factory Installed | Note: | 5% | 10%
P | Platinum |  | NC | NC
C | Custom Paint Color | 22 | 65 | 65
Mounting Accessories: | Ships Separately, Field Installed | Note: | 5% | 10%
LV1AYSS | Stainless Steel Yokes, Includes Hardware. |  | 16 | 17
LVABRSS | Stainless Steel Adjustable Bracket (includes 2 brackets) |  | 49 | 52
Notes:
(22) $150.00 Paint Set-up Fee for quantities under 5 pcs
LEDicated
1882 Lighting
Vapor 2A 24” C1D2 Utility Room
LED Model: | Description: | Note: | 5% | 10%
VAP2AOQF47 | Hazardous Location Open Frame 24” Linear LED Die Cast Type F 47w - Class 1 Div 2 Certified |  | 612 | 650
VAP2AOQF66 | Hazardous Location Open Frame 24” Linear LED Die Cast Type F 66w - Class 1 Div 2 Certified |  | 662 | 703
Ballast: | Factory Installed | Note: | 5% | 10%
U | 120-277v |  | NC | NC
H | 347-480v |  | 88 | 93
Color Temp: | Factory Installed | Note: | 5% | 10%
4K | 4000K |  | NC | NC
5K | 5000K |  | NC | NC
Lens: | Factory Installed | Note: | 5% | 10%
C | Clear UV-Stabilized Polycarbonate Vandal-Resistant Lens |  | NC | NC
L | SoftLED LumaLens Opal UV-Stabilized Polycarbonate Vandal-Resistant Lens |  | 54 | 56
Color: | Factory Installed | Note: | 5% | 10%
P | Platinum |  | NC | NC
C | Custom Paint Color | 22 | 75 | 75
Mounting Accessories: | Ships Separately, Field Installed | Note: | 5% | 10%
LV2AYSS | Stainless Steel Yokes, Includes Hardware |  | 19 | 20
LVABRSS | Stainless Steel Adjustable Bracket (includes 2 brackets) |  | 49 | 52
Notes:
(22) $150.00 Paint Set-up Fee for quantities under 5 pcs
LEDicated
1882 Lighting
Vapor 4A 48” C1D2 Utility Room
LED Model: | Description: | Note: | 5% | 10%
VAP4AOQF112 | EasyLED Open Frame 48" Linear LED Die Cast Type F 112w - Class 1 Div 2 Certified |  | 1098 | 1167
VAP4AOQF136 | EasyLED Open Frame 48" Linear LED Die Cast Type F 136w - Class 1 Div 2 Certified |  | 1144 | 1215
Ballast: | Factory Installed | Note: | 5% | 10%
U | 120-277v |  | NC | NC
H | 347-480v |  | 100 | 106
Color Temp: | Factory Installed | Note: | 5% | 10%
4K | 4000K |  | NC | NC
5K | 5000K |  | NC | NC
Lens: | Factory Installed | Note: | 5% | 10%
C | Clear UV-Stabilized Polycarbonate Vandal-Resistant Lens |  | NC | NC
L | SoftLED LumaLens Opal UV-Stabilized Polycarbonate Vandal-Resistant Lens |  | 77 | 81
Color: | Factory Installed | Note: | 5% | 10%
P | Platinum |  | NC | NC
C | Custom Paint Color | 22 | 95 | 95
Mounting Accessories: | Ships Separately, Field Installed | Note: | 5% | 10%
LV2AYSS | Stainless Steel Yokes, Includes Hardware (requires 2) |  | 19 | 20
LVABRSS | Stainless Steel Adjustable Bracket (includes 2 brackets) |  | 49 | 52
Notes:
(22) $150.00 Paint Set-up Fee for quantities under 5 pcs
LEDicated
1882 Lighting
Vapor 15 C1D2 Utility Room
LED Model: | Description: | Note: | 5% | 10%
VAP15QF57U4KCG | Vapor 15 Type F 57w 120-277v 4000K Clear Tempered Glass Lens Gray |  | 598 | 635
VAP15QF57U5KCG | Vapor 15 Type F 57w 120-277v 5000K Clear Tempered Glass Lens Gray |  | 598 | 635
Mounts: | Ships Separately, Field Installed | Note: | 5% | 10%
P | Hazardous Fixture Sand Cast Suspended |  | NC | NC
CM | Hazardous Fixture Sand Cast Ceiling Mount with Wiring Box |  | 71 | 75
W25 | Hazardous Fixture Sand Cast 25° Wall Mount with Arm and Wiring Box |  | 120 | 128
W90 | Hazardous Fixture Sand Cast 90° Wall Mount with Arm and Wiring Box |  | 120 | 128
S25 | Hazardous Fixture Sand Cast 25° Stanchion Mount with Arm |  | 77 | 82
S90 | Hazardous Fixture Sand Cast 90° Stanchion Mount with Arm |  | 77 | 82
Y | Hazardous Fixture Sand Cast Yoke Mount |  | 37 | 39
Options: | Factory Installed | Note: | 5% | 10%
SP | 120-277VAC 10KA Surge Suppressor |  | 25 | 27
SP2 | 120-277VAC 20KA Surge Suppressor |  | 49 | 52
Notes:
LEDicated
1882 Lighting
Vapor 25 C1D2 Utility Room
LED Model: | Description: | Note: | 5% | 10%
VAP25QF1X132U4KCGY | VAP25Q Type F 132w 120-277v 4000K Clear Tempered Glass Lens Gray w/Adjustable Yoke |  | 986 | 1048
VAP25QF1X132U5KCGY | VAP25Q Type F 132w 120-277v 5000K Clear Tempered Glass Lens Gray w/Adjustable Yoke |  | 986 | 1048
Options: | Factory Installed | Note: | 5% | 10%
SP | 120-277VAC 10KA Surge Suppressor |  | 25 | 27
SP2 | 120-277VAC 20KA Surge Suppressor |  | 49 | 52
Notes:
Pendant Mount
1882 Lighting
Victoria 1, 2 Pendant Mount
LED Model: | Description: | Note: | 5% | 10%
VIC1 | Victoria 1 LED Pendant Mount - 32w |  | 1690 | 1795
VIC1 | Victoria 1 LED Pendant Mount - 40w |  | 1737 | 1845
VIC1 | Victoria 1 LED Pendant Mount - 48w |  | 1784 | 1895
VIC1 | Victoria 1 LED Pendant Mount - 56w |  | 1829 | 1943
VIC1 | Victoria 1 LED Pendant Mount - 64w |  | 1873 | 1990
VIC1 | Victoria 1 LED Pendant Mount - 72w |  | 1919 | 2039
VIC1 | Victoria 1 LED Pendant Mount - 80w |  | 1968 | 2090
VIC1 | Victoria 1 LED Pendant Mount - 88w |  | 2012 | 2138
VIC1 | Victoria 1 LED Pendant Mount - 96w |  | 2058 | 2187
VIC2 | Victoria 2 LED Pendant Mount - 32w |  | 1737 | 1845
VIC2 | Victoria 2 LED Pendant Mount - 40w |  | 1783 | 1894
VIC2 | Victoria 2 LED Pendant Mount - 48w |  | 1832 | 1947
VIC2 | Victoria 2 LED Pendant Mount - 56w |  | 1878 | 1995
VIC2 | Victoria 2 LED Pendant Mount - 64w |  | 1925 | 2045
VIC2 | Victoria 2 LED Pendant Mount - 72w |  | 1971 | 2094
VIC2 | Victoria 2 LED Pendant Mount - 80w |  | 2019 | 2145
VIC2 | Victoria 2 LED Pendant Mount - 88w |  | 2068 | 2197
VIC2 | Victoria 2 LED Pendant Mount - 96w |  | 2112 | 2244
Spinning: | Description: | Note: | 5% | 10%
NL | None |  | NC | NC
SKT | Spun Short Skirt |  | 353 | 375
Globe/Lens: | Description: | Note: | 5% | 10%
ADG | Clear Acrylic Deep Globe |  | NC | NC
ASG | Clear Acrylic Short Globe |  | NC | NC
PDG | Polycarbonate Deep Globe |  | 112 | 119
PSG | Polycarbonate Short Globe |  | 112 | 119
DPG | Deep Borosilicate Glass |  | 112 | 119
LED Module: | Description: | Note: | 5% | 10%
32W27K | 32w 2700K |  | NC | NC
40W27K | 40w 2700K |  | NC | NC
48W27K | 48w 2700K |  | NC | NC
56W27K | 56w 2700K |  | NC | NC
64W27K | 64w 2700K |  | NC | NC
72W27K | 72w 2700K |  | NC | NC
80W27K | 80w 2700K |  | NC | NC
88W27K | 88w 2700K |  | NC | NC
96W27K | 96w 2700K |  | NC | NC
32W3K | 32w 3000K |  | NC | NC
40W3K | 40w 3000K |  | NC | NC
48W3K | 48w 3000K |  | NC | NC
56W3K | 56w 3000K |  | NC | NC
64W3K | 64w 3000K |  | NC | NC
72W3K | 72w 3000K |  | NC | NC
80W3K | 80w 3000K |  | NC | NC
88W3K | 88w 3000K |  | NC | NC
96W3K | 96w 3000K |  | NC | NC
32W4K | 32w 4000K |  | NC | NC
40W4K | 40w 4000K |  | NC | NC
48W4K | 48w 4000K |  | NC | NC
56W4K | 56w 4000K |  | NC | NC
64W4K | 64w 4000K |  | NC | NC
72W4K | 72w 4000K |  | NC | NC
80W4K | 80w 4000K |  | NC | NC
88W4K | 88w 4000K |  | NC | NC
96W4K | 96w 4000K |  | NC | NC
32W5K | 32w 5000K |  | NC | NC
40W5K | 40w 5000K |  | NC | NC
48W5K | 48w 5000K |  | NC | NC
56W5K | 56w 5000K |  | NC | NC
64W5K | 64w 5000K |  | NC | NC
72W5K | 72w 5000K |  | NC | NC
80W5K | 80w 5000K |  | NC | NC
88W5K | 88w 5000K |  | NC | NC
96W5K | 96w 5000K |  | NC | NC
Voltage: | Description: | Note: | 5% | 10%
U | 120-277v |  | NC | NC
H | 347-480v |  | 53 | 57
Distribution: | Description: | Note: | 5% | 10%
3 | Type III |  | NC | NC
5 | Type V |  | NC | NC
Options: | Description: | Note: | 5% | 10%
N | None |  | NC | NC
PC | Button Eye Photo Control |  | 71 | 75
Finish: | Description: | Note: | 5% | 10%
BK | Black |  | NC | NC
BZ | Bronze |  | NC | NC
DBZ | Dark Bronze |  | NC | NC
WH | White |  | NC | NC
GR | Green |  | NC | NC
SM | Silver Metallic |  | NC | NC
GY | Light Gray |  | NC | NC
TBK | Textured Black |  | NC | NC
CC | Custom Color (Consult Factory) |  | Factory | Factory
Notes:
Pendant Mount
1882 Lighting
Victoria 3, 4 Pendant Mount
LED Model: | Description: | Note: | 5% | 10%
VIC3 | Victoria 3 LED Pendant Mount - 8" 10w, 15w, 20w, 30w |  | 1746 | 1855
VIC3 | Victoria 3 LED Pendant Mount - 12" 40w, 50w, 60w, 70w |  | 1883 | 2000
VIC3 | Victoria 3 LED Pendant Mount - 13" 80w, 90w, 105w, 120w, 135w |  | 1982 | 2105
VIC4 | Victoria 4 LED Pendant Mount - 8" 10w, 15w, 20w, 30w |  | 1746 | 1855
VIC4 | Victoria 4 LED Pendant Mount - 12" 40w, 50w, 60w, 70w |  | 1883 | 2000
VIC4 | Victoria 4 LED Pendant Mount - 13" 80w, 90w, 105w, 120w, 135w |  | 1982 | 2105
Spinning: | Description: | Note: | 5% | 10%
NL | None |  | NC | NC
SKT | Spun Short Skirt |  | 353 | 375
Globe/Lens: | Description: | Note: | 5% | 10%
NL | No Secondary Lens |  | NC | NC
LED Module: | Description: | Note: | 5% | 10%
10W27K | 10w 2700K |  | NC | NC
15W27K | 15w 2700K |  | NC | NC
20W27K | 20w 2700K |  | NC | NC
30W27K | 30w 2700K |  | NC | NC
40W27K | 40w 2700K |  | NC | NC
50W27K | 50w 2700K |  | NC | NC
60W27K | 60w 2700K |  | NC | NC
70W27K | 70w 2700K |  | NC | NC
80W27K | 80w 2700K |  | NC | NC
90W27K | 90w 2700K |  | NC | NC
105W27K | 105w 2700K |  | NC | NC
120W27K | 120w 2700K |  | NC | NC
135W27K | 135w 2700K |  | NC | NC
10W3K | 10w 3000K |  | NC | NC
15W3K | 15w 3000K |  | NC | NC
20W3K | 20w 3000K |  | NC | NC
30W3K | 30w 3000K |  | NC | NC
40W3K | 40w 3000K |  | NC | NC
50W3K | 50w 3000K |  | NC | NC
60W3K | 60w 3000K |  | NC | NC
70W3K | 70w 3000K |  | NC | NC
80W3K | 80w 3000K |  | NC | NC
90W3K | 90w 3000K |  | NC | NC
105W3K | 105w 3000K |  | NC | NC
120W3K | 120w 3000K |  | NC | NC
135W3K | 135w 3000K |  | NC | NC
10W4K | 10w 4000K |  | NC | NC
15W4K | 15w 4000K |  | NC | NC
20W4K | 20w 4000K |  | NC | NC
30W4K | 30w 4000K |  | NC | NC
40W4K | 40w 4000K |  | NC | NC
50W4K | 50w 4000K |  | NC | NC
60W4K | 60w 4000K |  | NC | NC
70W4K | 70w 4000K |  | NC | NC
80W4K | 80w 4000K |  | NC | NC
90W4K | 90w 4000K |  | NC | NC
105W4K | 105w 4000K |  | NC | NC
120W4K | 120w 4000K |  | NC | NC
135W4K | 135w 4000K |  | NC | NC
10W5K | 10w 5000K |  | NC | NC
15W5K | 15w 5000K |  | NC | NC
20W5K | 20w 5000K |  | NC | NC
30W5K | 30w 5000K |  | NC | NC
40W5K | 40w 5000K |  | NC | NC
50W5K | 50w 5000K |  | NC | NC
60W5K | 60w 5000K |  | NC | NC
70W5K | 70w 5000K |  | NC | NC
80W5K | 80w 5000K |  | NC | NC
90W5K | 90w 5000K |  | NC | NC
105W5K | 105w 5000K |  | NC | NC
120W5K | 120w 5000K |  | NC | NC
135W5K | 135w 5000K |  | NC | NC
Voltage: | Description: | Note: | 5% | 10%
U | 120-277v |  | NC | NC
H | 347-480v |  | 53 | 57
Distribution: | Description: | Note: | 5% | 10%
1 | Type I | 97 | NC | NC
2 | Type II |  | NC | NC
3 | Type III |  | NC | NC
4 | Type IV |  | NC | NC
5 | Type V |  | NC | NC
Options: | Description: | Note: | 5% | 10%
N | None |  | NC | NC
PC | Button Eye Photo Control |  | 64 | 68
Finish: | Description: | Note: | 5% | 10%
BK | Black |  | NC | NC
BZ | Bronze |  | NC | NC
DBZ | Dark Bronze |  | NC | NC
WH | White |  | NC | NC
GR | Green |  | NC | NC
SM | Silver Metallic |  | NC | NC
GY | Light Gray |  | NC | NC
TBK | Textured Black |  | NC | NC
CC | Custom Color (Consult Factory) |  | Factory | Factory
Notes:
(97) 70w & Above Only
LEDicated
1882 Lighting
Voyager 30HB High Bay
LED Model: | Description: | Note: | 5% | 10%
VOY30HBQ*1X65 | EasyLED Round High Bay, Damp Location 65w | 1, 22 | 606 | 644
VOY30HBQ*1X100 | EasyLED Round High Bay, Damp Location 100w | 1, 22 | 625 | 664
VOY30HBQ*1X140 | EasyLED Round High Bay, Damp Location 140w | 1, 22 | 645 | 685
VOY30HBWQ*1X65 | EasyLED Round High Bay, Wet Location 65w | 1, 22 | 606 | 644
VOY30HBWQ*1X100 | EasyLED Round High Bay, Wet Location 100w | 1, 22 | 625 | 664
VOY30HBWQ*1X140 | EasyLED Round High Bay, Wet Location 140w | 1, 22 | 645 | 685
*Optics: | Factory Installed | Note: | 5% | 10%
*A | Oval |  | NC | NC
*F | Round |  | NC | NC
Ballast: | Factory Installed | Note: | 5% | 10%
U | 120-277v |  | NC | NC
H | 347-480v @ 65w |  | 88 | 93
H | 347-480v @ 100w, 140w |  | 100 | 106
Color Temp: | Factory Installed | Note: | 5% | 10%
3K | 3000K (65w Only) |  | NC | NC
4K | 4000K |  | NC | NC
5K | 5000K |  | NC | NC
Lens: | Factory Installed | Note: | 5% | 10%
C | Clear UV-Stabilized Polycarbonate Array Lens |  | NC | NC
L | SoftLED LumaLens Opal UV-Stabilized Polycarbonate Lens | 21 | 54 | 56
Color: | Factory Installed | Note: | 5% | 10%
Z | Bronze |  | NC | NC
W | White |  | NC | NC
C | Custom Paint Color | 22 | 95 | 95
Options: | Factory Installed | Note: | 5% | 10%
SF | Single Fuse (120-277v Only) |  | 29 | 30
DF | Double Fuse (120-277v Only) |  | 58 | 62
SP | 120-277VAC 10KA Surge Suppressor |  | 25 | 27
SP2 | 120-277VAC 20KA Surge Suppressor |  | 49 | 52
SPH | 347-480VAC 10KA Surge Suppressor |  | 28 | 29
S2 | Microwave Sensor with Dimming, 120-277V Only. |  | 85 | 89
S4 | Microwave On/Off Motion Sensor – NO DIMMING, 120-277V Only. |  | 59 | 62
C6600B | 6 Foot Black Cord, 600VAC, 3 Wire, Leads |  | 19 | 20
C6600W | 6 Foot White Cord, 600VAC, 3 Wire, Leads |  | 19 | 20
C4600B | 4 Foot Black Cord, 600VAC, 3 Wire, Leads |  | 18 | 19
CP6120W | 6 Foot White Cord, 3 Wire, L5-15P Twist-Lock Plug |  | 43 | 45
CP6277W | 6 Foot White Cord, 3 Wire, L7-15P Twist-Lock Plug |  | 46 | 49
BU | Battery Backup, 90 Minutes (120-277v Only) |  | 204 | 216
BUC | Cold Start Battery Backup, -20°C, 90 Minutes (120-277v Only) |  | 274 | 290
Replacement Parts: | Ships Separately, Field Installed | Note: | 5% | 10%
HBRDPCLL | SoftLED LumaLens Opal UV-Stabilized Polycarbonate Vandal-Resistant Lens | 21 | 42 | 44
P17117 | Internal Microwave Sensor with Dimming for Mounting Heights of 8 to 40´. 120-277VAC, 50/60Hz |  | 70 | 74
P17123 | Internally Mounted Microwave On/Off Motion Sensor for Mounting Heights of 8' to 19', 120-277VAC, 50/60Hz |  | 44 | 47
3EBLX1055190A | Provides 90 Minutes of Backup Power (120-277v Only) |  | 192 | 204
3EBLX10T1555CPA | Cold Start Battery Backup, -20°C, 90 Minutes (120-277v Only) |  | 262 | 278
Notes:
(1) Specify Color
(21) For "F" Option Only
(22) $150.00 Paint Set-up Fee for quantities under 5 pcs
LEDicated
1882 Lighting
Voyager 30R Round Pole or Wall Mount
LED Model: | Description: | Note: | 5% | 10%
VOYR30Q*1X37 | Voyager 30 Round Pole/Wall Mount *(Type A, B, C, D, F) 37w | 1, 22 | 635 | 674
VOYR30Q*1X65 | Voyager 30 Round Pole/Wall Mount *(Type A, B, C, D, F) 65w | 1, 22 | 722 | 767
VOYR30Q*1X100 | Voyager 30 Round Pole/Wall Mount *(Type A, B, C, D, F) 100w | 1, 22 | 751 | 798
VOYR30Q*1X140 | Voyager 30 Round Pole/Wall Mount *(Type A, B, C, D, F) 140w | 1, 22 | 782 | 830
Ballast: | Factory Installed | Note: | 5% | 10%
U | 120-277v |  | NC | NC
H | 347-480v @ 37w |  | 23 | 25
H | 347-480v @ 65w |  | 88 | 93
H | 347-480v @ 100w, 140w |  | 100 | 106
Color Temp: | Factory Installed | Note: | 5% | 10%
3K | 3000K (37w, 65w Only) |  | NC | NC
4K | 4000K |  | NC | NC
5K | 5000K |  | NC | NC
Lens: | Factory Installed | Note: | 5% | 10%
C | Clear UV-Stabilized Polycarbonate Array Lens |  | NC | NC
L | SoftLED LumaLens Opal UV-Stabilized Polycarbonate Vandal-Resistant Drop Lens | 21 | 54 | 56
Color: | Factory Installed | Note: | 5% | 10%
Z | Bronze |  | NC | NC
B | Black |  | NC | NC
C | Custom Paint Color | 22 | 90 | 90
Mounting: | Factory Installed | Note: | 5% | 10%
(Leave Blank) | Pole/Wall Arm |  | NC | NC
MA | Mounting Arm Adaptor |  | 101 | 106
Options: | Factory Installed | Note: | 5% | 10%
SF | Single Fuse (120-277v Only) |  | 29 | 30
DF | Double Fuse (120-277v Only) |  | 58 | 62
SP | 120-277VAC 10KA Surge Suppressor |  | 25 | 27
SP2 | 120-277VAC 20KA Surge Suppressor |  | 49 | 52
SPH | 347-480VAC 10KA Surge Suppressor |  | 28 | 29
S2 | Microwave Sensor with Dimming, 120-277V Only. |  | 85 | 89
S4 | Microwave On/Off Motion Sensor – NO DIMMING, 120-277V Only. |  | 59 | 62
R3 | 3-Pin Twist Lock Photocell Receptacle |  | 32 | 33
R5 | 5-Pin Twist Lock Photocell Receptacle |  | 40 | 42
R7 | 7-Pin ANSI C136.41—2013 Twist Lock Photocell Receptacle |  | 43 | 45
BU | Battery Backup, 90 Minutes (120-277v Only) |  | 204 | 216
BUC | Cold Start Battery Backup, -20°C, 90 Minutes (120-277v Only) |  | 274 | 290
Mounting Accessories: | Ships Separately, Field Installed | Note: | 5% | 10%
KH20RP | Die-Cast Adaptor for 4” to 5” Round Poles, Bronze Powdercoat Finish. | 1, 22 | 25 | 27
Accessories: | Ships Separately, Field Installed | Note: | 5% | 10%
P18131 | Twist Lock Non-Shorting (Open) Cap Disconnects Service to Fixture for Temporary or Permanent Disabling (Fixture Always Off). IP65, 480V Maximum |  | 29 | 30
P18132 | Twist Lock Shorting Cap Provides Fixed Service to Fixture (Fixture Always on). IP65, Rated Load 7200w Tungsten |  | 13 | 14
P18140 | 110-120VAC Instant Twist Lock Photocell |  | 22 | 23
P18152 | 277VAC Time Delay Twist Lock Photocell |  | 22 | 23
P18156 | 120-277VAC Universal Twist Lock Photocell |  | 28 | 29
P18157 | 480VAC Twist Lock Photocell |  | 49 | 52
AF31HS* | Stamped Aluminum House Side Shield, Powdercoat Finish. | 1, 22 | 16 | 17
Replacement Parts: | Ships Separately, Field Installed | Note: | 5% | 10%
AF30MAB | Pole Mounting Arm Adaptor Bracket, fits ALMAA Adaptor, Includes Hardware, Powdercoat Finish, Requires ALMAA Pole Mounting Arm Adaptor | 1, 22 | 37 | 39
ALMAA | Pole Mounting Arm Adaptor, Fits 2⅜˝Arm, Includes Hardware, Powdercoat Finish, Requires AF30MAB Bracket | 1, 22 | 49 | 52
AF30PCLL | SoftLED LumaLens Opal UV-Stabilized Polycarbonate Vandal-Resistant Drop Lens (Type F Only) | 21 | 42 | 44
P17117 | Internal Microwave Sensor with Dimming, 120-277V Only. |  | 70 | 74
P17123 | Internal Microwave On/Off Motion Sensor – NO DIMMING, 120-277V Only. |  | 44 | 47
3EBLX1055190A | Provides 90 Minutes of Backup Power (120-277v Only) |  | 192 | 204
3EBLX10T1555CPA | Cold Start Battery Backup, -20°C, 90 Minutes (120-277v Only) |  | 262 | 278
Notes:
(1) Specify Color
(21) For "F" Option Only
(22) $150.00 Paint Set-up Fee for quantities under 5 pcs
LEDicated
1882 Lighting
Voyager 30S Square Pole or Wall Mount
LED Model: | Description: | Note: | 5% | 10%
VOYS30Q*1X37 | VOYS30Q *(Type A, B, C, D, F) 37w | 1, 22 | 675 | 717
VOYS30Q*1X65 | VOYS30Q *(Type A, B, C, D, F) 65w | 1, 22 | 763 | 810
VOYS30Q*1X100 | VOYS30Q *(Type A, B, C, D, F) 100w | 1, 22 | 791 | 840
VOYS30Q*1X140 | VOYS30Q *(Type A, B, C, D, F) 140w | 1, 22 | 822 | 873
Ballast: | Factory Installed | Note: | 5% | 10%
U | 120-277v |  | NC | NC
H | 347-480v @ 37w |  | 23 | 25
H | 347-480v @ 65w |  | 88 | 93
H | 347-480v @ 100w, 140w |  | 100 | 106
Color Temp: | Factory Installed | Note: | 5% | 10%
3K | 3000K (37w, 65w Only) |  | NC | NC
4K | 4000K |  | NC | NC
5K | 5000K |  | NC | NC
Lens: | Factory Installed | Note: | 5% | 10%
C | Clear UV-Stabilized Polycarbonate Array Lens |  | NC | NC
L | SoftLED LumaLens Opal UV-Stabilized Polycarbonate Vandal-Resistant Drop Lens | 21 | 54 | 56
Color: | Factory Installed | Note: | 5% | 10%
Z | Bronze |  | NC | NC
B | Black |  | NC | NC
C | Custom Paint Color | 22 | 95 | 95
Mounting: | Factory Installed | Note: | 5% | 10%
(Leave Blank) | Pole/Wall Arm |  | NC | NC
MA | Mounting Arm Adaptor |  | 101 | 106
Options: | Factory Installed | Note: | 5% | 10%
SF | Single Fuse (120-277v Only) |  | 29 | 30
DF | Double Fuse (120-277v Only) |  | 58 | 62
SP | 120-277VAC 10KA Surge Suppressor |  | 25 | 27
SP2 | 120-277VAC 20KA Surge Suppressor |  | 49 | 52
SPH | 347-480VAC 10KA Surge Suppressor |  | 28 | 29
S2 | Microwave Sensor with Dimming, 120-277V Only. |  | 85 | 89
S4 | Microwave On/Off Motion Sensor – NO DIMMING, 120-277V Only. |  | 59 | 62
R3 | 3-Pin Twist Lock Photocell Receptacle |  | 32 | 33
R5 | 5-Pin Twist Lock Photocell Receptacle |  | 40 | 42
R7 | 7-Pin ANSI C136.41—2013 Twist Lock Photocell Receptacle |  | 43 | 45
BU | Battery Backup, 90 Minutes (120-277v Only) |  | 204 | 216
BUC | Cold Start Battery Backup, -20°C, 90 Minutes (120-277v Only) |  | 274 | 290
Mounting Accessories: | Ships Separately, Field Installed | Note: | 5% | 10%
KH20RP | Die-Cast Adaptor for 4” to 5” Round Poles, Bronze Powdercoat Finish. | 1, 22 | 25 | 27
Accessories: | Ships Separately, Field Installed | Note: | 5% | 10%
P18131 | Twist Lock Non-Shorting (Open) Cap Disconnects Service to Fixture for Temporary or Permanent Disabling (Fixture Always Off). IP65, 480V Maximum |  | 29 | 30
P18132 | Twist Lock Shorting Cap Provides Fixed Service to Fixture (Fixture Always on). IP65, Rated Load 7200w Tungsten |  | 13 | 14
P18140 | 110-120VAC Instant Twist Lock Photocell |  | 22 | 23
P18152 | 277VAC Time Delay Twist Lock Photocell |  | 22 | 23
P18156 | 120-277VAC Universal Twist Lock Photocell |  | 28 | 29
P18157 | 480VAC Twist Lock Photocell |  | 49 | 52
AF31HS* | Stamped Aluminum House Side Shield, Powdercoat Finish. Use for VOYS30Q models. | 1, 22 | 16 | 17
Replacement Parts: | Ships Separately, Field Installed | Note: | 5% | 10%
AF30MAB | Pole Mounting Arm Adaptor Bracket, fits ALMAA Adaptor, Includes Hardware, Powdercoat Finish, Requires Pole Mounting Arm Adaptor | 1, 22 | 37 | 39
ALMAA | Pole Mounting Arm Adaptor, Fits 2⅜˝Arm, Includes Hardware, Powdercoat Finish, Requires AF30MAB Bracket | 1, 22 | 49 | 52
AF30PCLL | SoftLED LumaLens Opal UV-Stabilized Polycarbonate Vandal-Resistant Drop Lens (Type F Only) | 21 | 42 | 44
P17117 | Internal Microwave Sensor with Dimming, 120-277V Only. |  | 70 | 74
P17123 | Internal Microwave On/Off Motion Sensor – NO DIMMING, 120-277V Only. |  | 44 | 47
3EBLX1055190A | Provides 90 Minutes of Backup Power (120-277v Only) |  | 192 | 204
3EBLX10T1555CPA | Cold Start Battery Backup, -20°C, 90 Minutes (120-277v Only) |  | 262 | 278
Notes:
(1) Specify Color
(21) For "F" Option Only
(22) $150.00 Paint Set-up Fee for quantities under 5 pcs
LEDicated
1882 Lighting
Voyager 31, 32 Open Round Post Tops
LED Model: | Description: | Note: | 5% | 10%
VOYR31Q*1X37 | Voyager Single Arm Open Round Post Top *(Type A, B, C, D, F) 37w |  | 890 | 945
VOYR31Q*1X65 | Voyager Single Arm Open Round Post Top *(Type A, B, C, D, F) 65w |  | 991 | 1053
VOYR31Q*1X100 | Voyager Single Arm Open Round Post Top *(Type A, B, C, D, F) 100w |  | 1013 | 1077
VOYR31Q*1X140 | Voyager Single Arm Open Round Post Top *(Type A, B, C, D, F) 140w |  | 1095 | 1163
VOYR32Q*1X37 | Voyager Dual Arm Open Round Post Top Dual Arm *(Type A, B, C, D, F) 37w |  | 910 | 967
VOYR32Q*1X65 | Voyager Dual Arm Open Round Post Top Dual Arm *(Type A, B, C, D, F) 65w |  | 1010 | 1073
VOYR32Q*1X100 | Voyager Dual Arm Open Round Post Top Dual Arm *(Type A, B, C, D, F) 100w |  | 1032 | 1097
VOYR32Q*1X140 | Voyager Dual Arm Open Round Post Top Dual Arm *(Type A, B, C, D, F) 140w |  | 1115 | 1184
Ballast: | Factory Installed | Note: | 5% | 10%
U | 120-277v |  | NC | NC
H | 347-480v @ 37w |  | 23 | 25
H | 347-480v @ 65w |  | 88 | 93
H | 347-480v @ 100w, 140w |  | 100 | 106
Color Temp: | Factory Installed | Note: | 5% | 10%
3K | 3000K (37w, 65w Only) |  | NC | NC
4K | 4000K |  | NC | NC
5K | 5000K |  | NC | NC
Lens: | Factory Installed | Note: | 5% | 10%
C | Clear UV-Stabilized Polycarbonate Array Lens |  | NC | NC
L | SoftLED LumaLens Opal UV-Stabilized Polycarbonate Vandal-Resistant Drop Lens | 21 | 54 | 56
Color: | Factory Installed | Note: | 5% | 10%
B | Black |  | NC | NC
C | Custom Paint Color | 22 | 90 | 90
Options: | Factory Installed | Note: | 5% | 10%
SF | Single Fuse (120-277v Only) |  | 29 | 30
DF | Double Fuse (120-277v Only) |  | 58 | 62
SP | 120-277VAC 10KA Surge Suppressor |  | 25 | 27
SP2 | 120-277VAC 20KA Surge Suppressor |  | 49 | 52
SPH | 347-480VAC 10KA Surge Suppressor |  | 28 | 29
S2 | Microwave Sensor with Dimming, 120-277V Only. |  | 85 | 89
S4 | Microwave On/Off Motion Sensor – NO DIMMING, 120-277V Only. |  | 59 | 62
R3 | 3-Pin Twist Lock Photocell Receptacle |  | 32 | 33
R5 | 5-Pin Twist Lock Photocell Receptacle |  | 40 | 42
R7 | 7-Pin ANSI C136.41—2013 Twist Lock Photocell Receptacle |  | 43 | 45
BU | Battery Backup, 90 Minutes (120-277v Only) |  | 204 | 216
BUC | Cold Start Battery Backup, -20°C, 90 Minutes (120-277v Only) |  | 274 | 290
P2AB | PSRTN Tenon Adaptor, Black |  | 46 | 48
P2AC | PSRTN Tenon Adaptor, Custom Color (Consult Factory) |  | 66 | 68
Mounting Accessories: | Ships Separately, Field Installed | Note: | 5% | 10%
PSRTN | Retrofit Tenon Adaptor, Die Cast with Powdercoat Finish, Hardware Included. Converts a 2-3/8” x 4” Pole Tenon to a 2-7/8” x 3” Tenon |  | 36 | 38
Accessories: | Ships Separately, Field Installed | Note: | 5% | 10%
P18131 | Twist Lock Non-Shorting (Open) Cap Disconnects Service to Fixture for Temporary or Permanent Disabling (Fixture Always Off). IP65, 480V Maximum |  | 29 | 30
P18132 | Twist Lock Shorting Cap Provides Fixed Service to Fixture (Fixture Always on). IP65, Rated Load 7200w Tungsten |  | 13 | 14
P18140 | 110-120VAC Instant Twist Lock Photocell |  | 22 | 23
P18152 | 277VAC Time Delay Twist Lock Photocell |  | 22 | 23
P18156 | 120-277VAC Universal Twist Lock Photocell |  | 28 | 29
P18157 | 480VAC Twist Lock Photocell |  | 49 | 52
AF31HS | Stamped Aluminum House Side Shield, Powdercoat Finish. Use for VOYR31Q models. |  | 16 | 17
AF32HS | Stamped Aluminum House Side Shield, Powdercoat Finish. Use for VOYR32Q models. |  | 16 | 17
Replacement Parts: | Ships Separately, Field Installed | Note: | 5% | 10%
P17117 | Internal Microwave Sensor with Dimming, 120-277V Only. |  | 70 | 74
P17123 | Internal Microwave On/Off Motion Sensor – NO DIMMING, 120-277V Only. |  | 44 | 47
AF30PCLL | SoftLED LumaLens Opal UV-Stabilized Polycarbonate Vandal-Resistant Drop Lens (Type F Only) | 21 | 42 | 44
3EBLX1055190A | Provides 90 Minutes of Backup Power (120-277v Only) |  | 192 | 204
3EBLX10T1555CPA | Cold Start Battery Backup, -20°C, 90 Minutes (120-277v Only) |  | 262 | 278
Notes:
(21) For "F" Option Only
(22) $150.00 Paint Set-up Fee for quantities under 5 pcs
LEDicated
1882 Lighting
Voyager 31, 32 Open Square Post Tops
LED Model: | Description: | Note: | 5% | 10%
VOYS31Q*1X37 | Voyager Single Arm Open Square Post Top *(Type A, B, C, D, F) 37w |  | 930 | 988
VOYS31Q*1X65 | Voyager Single Arm Open Square Post Top *(Type A, B, C, D, F) 65w |  | 1029 | 1093
VOYS31Q*1X100 | Voyager Single Arm Open Square Post Top *(Type A, B, C, D, F) 100w |  | 1051 | 1117
VOYS31Q*1X140 | Voyager Single Arm Open Square Post Top *(Type A, B, C, D, F) 140w |  | 1093 | 1162
VOYS32Q*1X37 | Voyager Dual Arm Open Square Post Top *(Type A, B, C, D, F) 37w |  | 950 | 1009
VOYS32Q*1X65 | Voyager Dual Arm Open Square Post Top *(Type A, B, C, D, F) 65w |  | 1049 | 1114
VOYS32Q*1X100 | Voyager Dual Arm Open Square Post Top *(Type A, B, C, D, F) 100w |  | 1071 | 1138
VOYS32Q*1X140 | Voyager Dual Arm Open Square Post Top *(Type A, B, C, D, F) 140w |  | 1113 | 1183
Ballast: | Factory Installed | Note: | 5% | 10%
U | 120-277v |  | NC | NC
H | 347-480v @ 37w |  | 23 | 25
H | 347-480v @ 65w |  | 88 | 93
H | 347-480v @ 100w, 140w |  | 100 | 106
Color Temp: | Factory Installed | Note: | 5% | 10%
3K | 3000K (37w, 65w Only) |  | NC | NC
4K | 4000K |  | NC | NC
5K | 5000K |  | NC | NC
Lens: | Factory Installed | Note: | 5% | 10%
C | Clear UV-Stabilized Polycarbonate Array Lens |  | NC | NC
L | SoftLED LumaLens Opal UV-Stabilized Polycarbonate Vandal-Resistant Drop Lens | 21 | 54 | 56
Color: | Factory Installed | Note: | 5% | 10%
B | Black |  | NC | NC
C | Custom Paint Color | 22 | 95 | 95
Options: | Factory Installed | Note: | 5% | 10%
SF | Single Fuse (120-277v Only) |  | 29 | 30
DF | Double Fuse (120-277v Only) |  | 58 | 62
SP | 120-277VAC 10KA Surge Suppressor |  | 25 | 27
SP2 | 120-277VAC 20KA Surge Suppressor |  | 49 | 52
SPH | 347-480VAC 10KA Surge Suppressor |  | 28 | 29
S2 | Microwave Sensor with Dimming, 120-277V Only. |  | 85 | 89
S4 | Microwave On/Off Motion Sensor – NO DIMMING, 120-277V Only. |  | 59 | 62
R3 | 3-Pin Twist Lock Photocell Receptacle |  | 32 | 33
R5 | 5-Pin Twist Lock Photocell Receptacle |  | 40 | 42
R7 | 7-Pin ANSI C136.41—2013 Twist Lock Photocell Receptacle |  | 43 | 45
BU | Battery Backup, 90 Minutes (120-277v Only) |  | 204 | 216
BUC | Cold Start Battery Backup, -20°C, 90 Minutes (120-277v Only) |  | 274 | 290
P2AB | PSRTN Tenon Adaptor, Black |  | 46 | 48
P2AC | PSRTN Tenon Adaptor, Custom Color (Consult Factory) |  | 66 | 68
Mounting Accessories: | Ships Separately, Field Installed | Note: | 5% | 10%
PSRTN | Retrofit Tenon Adaptor, Die Cast with Powdercoat Finish, Hardware Included. Converts a 2-3/8” x 4” Pole Tenon to a 2-7/8” x 3” Tenon |  | 36 | 38
Accessories: | Ships Separately, Field Installed | Note: | 5% | 10%
P18131 | Twist Lock Non-Shorting (Open) Cap Disconnects Service to Fixture for Temporary or Permanent Disabling (Fixture Always Off). IP65, 480V Maximum |  | 29 | 30
P18132 | Twist Lock Shorting Cap Provides Fixed Service to Fixture (Fixture Always on). IP65, Rated Load 7200w Tungsten |  | 13 | 14
P18140 | 110-120VAC Instant Twist Lock Photocell |  | 22 | 23
P18152 | 277VAC Time Delay Twist Lock Photocell |  | 22 | 23
P18156 | 120-277VAC Universal Twist Lock Photocell |  | 28 | 29
P18157 | 480VAC Twist Lock Photocell |  | 49 | 52
AF31HS | Stamped Aluminum House Side Shield, Powdercoat Finish. Use for VOYS31Q models. |  | 16 | 17
AF32HS | Stamped Aluminum House Side Shield, Powdercoat Finish. Use for VOYS32Q models. |  | 16 | 17
Replacement Parts: | Ships Separately, Field Installed | Note: | 5% | 10%
P17117 | Internal Microwave Sensor with Dimming, 120-277V Only. |  | 70 | 74
P17123 | Internal Microwave On/Off Motion Sensor – NO DIMMING, 120-277V Only. |  | 44 | 47
AF30PCLL | SoftLED LumaLens Opal UV-Stabilized Polycarbonate Vandal-Resistant Drop Lens (Type F Only) | 21 | 42 | 44
3EBLX1055190A | Provides 90 Minutes of Backup Power (120-277v Only) |  | 192 | 204
3EBLX10T1555CPA | Cold Start Battery Backup, -20°C, 90 Minutes (120-277v Only) |  | 262 | 278
Notes:
(21) For "F" Option Only
(22) $150.00 Paint Set-up Fee for quantities under 5 pcs
LEDicated
1882 Lighting
Voyager R20 Round Pole or Wall Mount
LED Model: | Description: | Note: | 5% | 10%
VOYR20QF1X17 | EasyLED Voyager Small Round Pole/Wall Mount Type F 17w (Includes Arm) | 1, 22 | 391 | 415
Ballast: | Factory Installed | Note: | 5% | 10%
U | 120-277v |  | NC | NC
C | 347v |  | 64 | 68
Color Temp: | Factory Installed | Note: | 5% | 10%
3K | 3000K |  | NC | NC
4K | 4000K |  | NC | NC
5K | 5000K |  | NC | NC
Lens: | Factory Installed | Note: | 5% | 10%
L | SoftLED LumaLens Opal UV-Stabilized Polycarbonate Array Lens |  | NC | NC
Color: | Factory Installed | Note: | 5% | 10%
Z | Bronze |  | NC | NC
B | Black |  | NC | NC
C | Custom Paint Color | 22 | 90 | 90
Options: | Factory Installed | Note: | 5% | 10%
PC3 | Button Photocell, 120-277VAC | 3 | 48 | 50
EH | Easy-Hang Wall Bracket | 1, 8, 22 | 71 | 75
BU4 | Battery Backup, 90 Minutes | 70 | 300 | 318
BUC4 | Cold Start Battery Backup, -20°C, 90 Minutes (120-277v Only) | 70 | 370 | 392
Mounting Options: | Ships Separately, Field Installed | Note: | 5% | 10%
KH20RP | Die-Cast Adaptor for 4” to 5” Round Poles, Bronze Powdercoat Finish. | 1, 22 | 25 | 27
Accessories: | Ships Separately, Field Installed | Note: | 5% | 10%
ACCHSG4 | Empty Die Cast Accessory Housing, Powdercoat Finish | 1, 22 | 96 | 102
Replacement Parts: | Ships Separately, Field Installed | Note: | 5% | 10%
KHEHZ | Die-Cast Easy-Hang Wall Bracket, Bronze Powdercoat Finish, Includes Hardware | 1, 8, 22 | 59 | 63
3EBLX1055190A | Provides 90 Minutes of Backup Power (120-277v Only) |  | 192 | 204
3EBLX10T1555CPA | Cold Start Battery Backup, -20°C, 90 Minutes (120-277v Only) |  | 262 | 278
Notes:
(1) Specify Color
(3) Photocell option not available with Wall Mount configuration.
(8) Custom Color Fee: $25.00
(22) $150.00 Paint Set-up Fee for quantities under 5 pcs
(70) EH Wall Mount Only
LEDicated
1882 Lighting
Voyager RG30 Round Garage Light
LED Model: | Description: | Note: | 5% | 10%
VOYRG30Q*1X37 | EasyLED Voyager Round Canopy *(Type B, C, D, F) 37w | 1, 22 | 423 | 449
VOYRG30Q*1X65 | EasyLED Voyager Round Canopy *(Type B, C, D, F) 65w | 1, 22 | 443 | 470
VOYRG30Q*1X100 | EasyLED Voyager Round Canopy *(Type B, C, D, F) 100w | 1, 22 | 489 | 519
VOYRG30Q*1X140 | EasyLED Voyager Round Canopy *(Type B, C, D, F) 140w | 1, 22 | 511 | 543
VOYRG30QlLX37 | EasyLED Voyager Round Canopy Type L 37w | 1, 22 | 423 | 449
VOYRG30QL1X65 | EasyLED Voyager Round Canopy Type L 65w | 1, 22 | 443 | 470
Ballast: | Factory Installed | Note: | 5% | 10%
U | 120-277v |  | NC | NC
H | 347-480v @ 37w |  | 23 | 25
H | 347-480v @ 65w |  | 88 | 93
H | 347-480v @ 100w |  | 100 | 106
Color Temp: | Factory Installed | Note: | 5% | 10%
3K | 3000K (37 & 65w F optic only) |  | NC | NC
4K | 4000K |  | NC | NC
5K | 5000K |  | NC | NC
Lens: | Factory Installed | Note: | 5% | 10%
C | Clear UV-Stabilized Polycarbonate Array Lens |  | NC | NC
L | SoftLED LumaLens Opal UV-Stabilized Polycarbonate Vandal-Resistant Drop Lens | 21 | 54 | 56
Color: | Factory Installed | Note: | 5% | 10%
Z | Bronze |  | NC | NC
W | White |  | NC | NC
C | Custom Paint Color | 22 | 90 | 90
Mounting: | Ships Separately, Field Installed | Note: | 5% | 10%
NM | Easy-Hang Bracket Only |  | NC | NC
T | Trunnion | 1, 22 | 63 | 67
PA | Pendant | 1, 22 | 52 | 54
Options: | Factory Installed | Note: | 5% | 10%
SF | Single Fuse (120-277v Only) |  | 29 | 30
DF | Double Fuse (120-277v Only) |  | 58 | 62
SP | 120-277VAC 10KA Surge Suppressor |  | 25 | 27
SP2 | 120-277VAC 20KA Surge Suppressor |  | 49 | 52
SPH | 347-480VAC 10KA Surge Suppressor |  | 28 | 29
S2 | Microwave Sensor with Dimming, 120-277V Only. |  | 85 | 89
S4 | Microwave On/Off Motion Sensor – NO DIMMING, 120-277V Only. |  | 59 | 62
BU | Battery Backup, 90 Minutes (120-277v Only) |  | 204 | 216
BUC | Cold Start Battery Backup, -20°C, 90 Minutes (120-277v Only) |  | 274 | 290
Replacement Parts: | Ships Separately, Field Installed | Note: | 5% | 10%
AF30T | Height Adjustable Trunnion, Stamped Heavy Duty Steel, Powdercoat Finish | 1, 22 | 53 | 57
PK3415 | Pendant Mount Kit Includes Top & Bottom Cover, Brackets, ¾" Dia X 15" L Downrod, and Hardware. Powdercoat Finish | 1, 22 | 42 | 44
AF30PCLL | SoftLED LumaLens Opal UV-Stabilized Polycarbonate Vandal-Resistant Drop Lens (Type F Only) | 21 | 42 | 44
P17117 | Internal Microwave Sensor with Dimming, 120-277V Only. |  | 70 | 74
P17123 | Internal Microwave On/Off Motion Sensor – NO DIMMING, 120-277V Only. |  | 44 | 47
3EBLX1055190A | Provides 90 Minutes of Backup Power (120-277v Only) |  | 192 | 204
3EBLX10T1555CPA | Cold Start Battery Backup, -20°C, 90 Minutes (120-277v Only) |  | 262 | 278
Notes:
(1) Specify Color
(21) For "F" Option Only
(22) $150.00 Paint Set-up Fee for quantities under 5 pcs
LEDicated
1882 Lighting
Voyager S20 Square Pole or Wall Mount
LED Model: | Description: | Note: | 5% | 10%
VOYS20QF1X17 | EasyLED Voyager Small Square Pole/Wall Mount Type F 17w | 1, 22 | 390 | 414
Ballast: | Factory Installed | Note: | 5% | 10%
U | 120-277v |  | NC | NC
C | 347v |  | 64 | 68
Color Temp: | Factory Installed | Note: | 5% | 10%
3K | 3000K |  | NC | NC
4K | 4000K |  | NC | NC
5K | 5000K |  | NC | NC
Lens: | Factory Installed | Note: | 5% | 10%
L | SoftLED LumaLens Opal UV-Stabilized Polycarbonate Array Lens |  | NC | NC
Color: | Factory Installed | Note: | 5% | 10%
Z | Bronze |  | NC | NC
B | Black |  | NC | NC
C | Custom Paint Color | 22 | 90 | 90
Options: | Factory Installed | Note: | 5% | 10%
PC3 | Button Photocell, 120-277VAC | 3 | 48 | 50
EH | Easy-Hang Wall Bracket | 1, 8, 22 | 71 | 75
BU4 | Battery Backup, 90 Minutes | 70 | 300 | 318
BUC4 | Cold Start Battery Backup, -20°C, 90 Minutes (120-277v Only) | 70 | 370 | 392
Mounting Options: | Ships Separately, Field Installed | Note: | 5% | 10%
KH20RP | Die-Cast Adaptor for 4” to 5” Round Poles, Bronze Powdercoat Finish. | 1, 22 | 25 | 27
Accessories: | Ships Separately, Field Installed | Note: | 5% | 10%
ACCHSG4 | Empty Die Cast Accessory Housing, Powdercoat Finish | 1, 22 | 96 | 102
Replacement Parts: | Ships Separately, Field Installed | Note: | 5% | 10%
KHEHZ | Die-Cast Easy-Hang Wall Bracket, Bronze Powdercoat Finish, Includes Hardware | 1, 8, 22 | 59 | 63
3EBLX1055190A | Provides 90 Minutes of Backup Power (120-277v Only) |  | 192 | 204
3EBLX10T1555CPA | Cold Start Battery Backup, -20°C, 90 Minutes (120-277v Only) |  | 262 | 278
Notes:
(1) Specify Color
(3) Photocell option not available with Wall Mount configuration.
(8) Custom Color Fee: $25.00
(22) $150.00 Paint Set-up Fee for quantities under 5 pcs
(70) EH Wall Mount Only
LEDicated
1882 Lighting
Voyager SG30 Square Garage Light
LED Model: | Description: | Note: | 5% | 10%
VOYSG30Q*1X37 | VOYSG30Q *(Type B, C, D, F) 37w | 1, 22 | 525 | 558
VOYSG30Q*1X65 | VOYSG30Q *(Type B, C, D, F) 65w | 1, 22 | 546 | 580
VOYSG30Q*1X100 | VOYSG30Q *(Type B, C, D, F) 100w | 1, 22 | 591 | 628
VOYSG30Q*1X140 | VOYSG30Q *(Type B, C, D, F) 140w | 1, 22 | 613 | 652
Ballast: | Factory Installed | Note: | 5% | 10%
U | 120-277v |  | NC | NC
H | 347-480v @ 37w |  | 23 | 25
H | 347-480v @ 65w |  | 88 | 93
H | 347-480v @ 100w, 140w |  | 100 | 106
Color Temp: | Factory Installed | Note: | 5% | 10%
3K | 3000K (37w, 65w Only) |  | NC | NC
4K | 4000K |  | NC | NC
5K | 5000K |  | NC | NC
Lens: | Factory Installed | Note: | 5% | 10%
C | Clear UV-Stabilized Polycarbonate Array Lens |  | NC | NC
L | SoftLED LumaLens Opal UV-Stabilized Polycarbonate Vandal-Resistant Drop Lens | 21 | 54 | 56
Color: | Factory Installed | Note: | 5% | 10%
Z | Bronze |  | NC | NC
W | White |  | NC | NC
C | Custom Paint Color | 22 | 90 | 90
Mounting: | Ships Separately, Field Installed | Note: | 5% | 10%
NM | Easy-Hang Bracket Only |  | NC | NC
T | Trunnion | 1, 22 | 63 | 67
PA | Pendant | 1, 22 | 52 | 54
Options: | Factory Installed | Note: | 5% | 10%
SF | Single Fuse (120-277v Only) |  | 29 | 30
DF | Double Fuse (120-277v Only) |  | 58 | 62
SP | 120-277VAC 10KA Surge Suppressor |  | 25 | 27
SP2 | 120-277VAC 20KA Surge Suppressor |  | 49 | 52
SPH | 347-480VAC 10KA Surge Suppressor |  | 28 | 29
S2 | Microwave Sensor with Dimming, 120-277V Only. |  | 85 | 89
S4 | Microwave On/Off Motion Sensor – NO DIMMING, 120-277V Only. |  | 59 | 62
BU | Battery Backup, 90 Minutes (120-277v Only) |  | 204 | 216
BUC | Cold Start Battery Backup, -20°C, 90 Minutes (120-277v Only) |  | 274 | 290
Replacement Parts: | Ships Separately, Field Installed | Note: | 5% | 10%
AF30T | Height Adjustable Trunnion, Stamped Heavy Duty Steel, Powdercoat Finish | 1, 22 | 53 | 57
PK3415 | Pendant Mount Kit Includes Top & Bottom Cover, Brackets, ¾" Dia X 15" L Downrod, and Hardware. Powdercoat Finish | 1, 22 | 42 | 44
AF30PCLL | SoftLED LumaLens Opal UV-Stabilized Polycarbonate Vandal-Resistant Drop Lens (Type F Only) | 21 | 42 | 44
P17117 | Internal Microwave Sensor with Dimming, 120-277V Only. |  | 70 | 74
P17123 | Internal Microwave On/Off Motion Sensor – NO DIMMING, 120-277V Only. |  | 44 | 47
3EBLX1055190A | Provides 90 Minutes of Backup Power (120-277v Only) |  | 192 | 204
3EBLX10T1555CPA | Cold Start Battery Backup, -20°C, 90 Minutes (120-277v Only) |  | 262 | 278
Notes:
(1) Specify Color
(21) For "F" Option Only
(22) $150.00 Paint Set-up Fee for quantities under 5 pcs
1882 Price Guide
Lighting Products
Effective March 21, 2023
150 PEMCO Way Wilmington, DE 19804
302-892-9000
https://1882lighting.com/
Prices Subject to Change without Notice

## Bollards
Bollard
1882 Lighting
Austin 014 LED Bollard
LED Model: | Description: | Note: | 5% | 10%
AUS-014 | Austin 014 LED Bollard - 6" 10w, 15w, 20w (42" standard height) |  | 1525 | 1620
Style: | Description: | Note: | 5% | 10%
NI | Non-Illuminated |  | 1115 | 1184
LT | Lantern Top |  | NC | NC
OF | Open Flutes | 95 | 90 | 95
Globe/Lens: | Description: | Note: | 5% | 10%
WA | White/Opal Acrylic |  | NC | NC
FA | Frosted Acrylic |  | 156 | 165
LED Module: | Description: | Note: | 5% | 10%
10W27K | 10w 2700K |  | NC | NC
15W27K | 15w 2700K |  | NC | NC
20W27K | 20w 2700K |  | NC | NC
10W3K | 10w 3000K |  | NC | NC
15W3K | 15w 3000K |  | NC | NC
20W3K | 20w 3000K |  | NC | NC
10W4K | 10w 4000K |  | NC | NC
15W4K | 15w 4000K |  | NC | NC
20W4K | 20w 4000K |  | NC | NC
10W5K | 10w 5000K |  | NC | NC
15W5K | 15w 5000K |  | NC | NC
20W5K | 20w 5000K |  | NC | NC
Voltage: | Description: | Note: | 5% | 10%
U | 120-277v |  | NC | NC
H | 347-480v |  | 53 | 57
Distribution: | Description: | Note: | 5% | 10%
2 | Type II |  | NC | NC
3 | Type III |  | NC | NC
4 | Type IV |  | NC | NC
5 | Type V |  | NC | NC
Options: | Description: | Note: | 5% | 10%
N | None |  | NC | NC
PC | Button Eye Photo Control |  | 46 | 49
H | House Side Shield |  | Factory | Factory
USB | Dual USB Port | 96 | 245 | 260
GFIC | GFI in-use cover, cast aluminum | 96 | 245 | 260
GFIP | GFI in-use cover, plastic | 96 | 245 | 260
EB | Eyebolt mounted on bollard | 96 | Factory | Factory
BT | Ball Top (NI version only) |  | Factory | Factory
DT | Dome Top (NI and OF version only) |  | NC | NC
AF | Acorn Finial (NI version only) |  | Factory | Factory
Finish: | Description: | Note: | 5% | 10%
BK | Black |  | NC | NC
BZ | Bronze |  | NC | NC
DBZ | Dark Bronze |  | NC | NC
WH | White |  | NC | NC
GR | Green |  | NC | NC
SM | Silver Metallic |  | NC | NC
GY | Light Gray |  | NC | NC
TBK | Textured Black |  | NC | NC
CC | Custom Color (Consult Factory) |  | Factory | Factory
Notes:
(95) Must choose DT (Dome Top) Under Options
(96) Indicate Location
Bollard
1882 Lighting
Austin 102 LED Bollard
LED Model: | Description: | Note: | 5% | 10%
AUS-102 | Austin 102 LED Bollard - 6" 10w, 15w, 20w |  | 1525 | 1620
Style: | Description: | Note: | 5% | 10%
NI | Non-Illuminated |  | 1115 | 1184
LT | Lantern Top |  | NC | NC
OF | Open Flutes | 95 | 90 | 95
Globe/Lens: | Description: | Note: | 5% | 10%
WA | White/Opal Acrylic |  | NC | NC
FA | Frosted Acrylic |  | 156 | 165
LED Module: | Description: | Note: | 5% | 10%
10W27K | 10w 2700K |  | NC | NC
15W27K | 15w 2700K |  | NC | NC
20W27K | 20w 2700K |  | NC | NC
10W3K | 10w 3000K |  | NC | NC
15W3K | 15w 3000K |  | NC | NC
20W3K | 20w 3000K |  | NC | NC
10W4K | 10w 4000K |  | NC | NC
15W4K | 15w 4000K |  | NC | NC
20W4K | 20w 4000K |  | NC | NC
10W5K | 10w 5000K |  | NC | NC
15W5K | 15w 5000K |  | NC | NC
20W5K | 20w 5000K |  | NC | NC
Voltage: | Description: | Note: | 5% | 10%
U | 120-277v |  | NC | NC
H | 347-480v |  | 53 | 57
Distribution: | Description: | Note: | 5% | 10%
2 | Type II |  | NC | NC
3 | Type III |  | NC | NC
4 | Type IV |  | NC | NC
5 | Type V |  | NC | NC
Options: | Description: | Note: | 5% | 10%
N | None |  | NC | NC
PC | Button Eye Photo Control |  | 46 | 49
H | House Side Shield |  | Factory | Factory
USB | Dual USB Port | 96 | 245 | 260
GFIC | GFI in-use cover, cast aluminum | 96 | 245 | 260
GFIP | GFI in-use cover, plastic | 96 | 245 | 260
EB | Eyebolt mounted on bollard | 96 | Factory | Factory
BT | Ball Top (NI version only) |  | Factory | Factory
DT | Dome Top (NI and OF version only) |  | NC | NC
AF | Acorn Finial (NI version only) |  | Factory | Factory
Finish: | Description: | Note: | 5% | 10%
BK | Black |  | NC | NC
BZ | Bronze |  | NC | NC
DBZ | Dark Bronze |  | NC | NC
WH | White |  | NC | NC
GR | Green |  | NC | NC
SM | Silver Metallic |  | NC | NC
GY | Light Gray |  | NC | NC
TBK | Textured Black |  | NC | NC
CC | Custom Color (Consult Factory) |  | Factory | Factory
Notes:
(95) Must choose DT (Dome Top) Under Options
(96) Indicate Location
LEDicated
1882 Lighting
Austin 11, 12 Round & Square / Flat & Dome Bollard
LED Model: | Description: | Note: | 5% | 10%
AUS11QF1X16 | Round Bollard, Flat Top Type F 16w | 1, 22 | 509 | 540
AUS11QF1X23 | Round Bollard, Flat Top Type F 23w | 1, 22 | 509 | 540
AUS11QF1X34 | Round Bollard, Flat Top Type F 34w | 1, 22 | 509 | 540
AUS11BQF1X16 | Round Bollard, Dome Top Type F 16w | 1, 22 | 526 | 559
AUS11BQF1X23 | Round Bollard, Dome Top Type F 23w | 1, 22 | 470 | 499
AUS11BQF1X34 | Round Bollard, Dome Top Type F 34w | 1, 22 | 546 | 580
AUS12QF1X16 | Square Bollard, Flat Top Type F 16w | 1, 22 | 509 | 540
AUS12QF1X23 | Square Bollard, Flat Top Type F 23w | 1, 22 | 509 | 540
AUS12QF1X34 | Square Bollard, Flat Top Type F 34w | 1, 22 | 509 | 540
AUS12CQF1X16 | Square Bollard, Pyramid Top Type F 16w | 1, 22 | 526 | 559
AUS12CQF1X23 | Square Bollard, Pyramid Top Top Type F 23w | 1, 22 | 526 | 559
AUS12CQF1X34 | Square Bollard, Pyramid Top Top Type F 34w | 1, 22 | 546 | 580
Ballast: | Factory Installed | Note: | 5% | 10%
U | 120-277v |  | NC | NC
C | 347v @ 23w Only |  | 11 | 12
H | 347-480v @ 34w Only |  | 11 | 12
Color Temp: | Factory Installed | Note: | 5% | 10%
3K | 3000K |  | NC | NC
4K | 4000K |  | NC | NC
Lens: | Factory Installed | Note: | 5% | 10%
C | Clear UV-Stabilized Polycarbonate Vandal-Resistant Lens |  | NC | NC
L | SoftLED LumaLens Opal UV-Stabilized Polycarbonate Vandal-Resistant Lens |  | 64 | 67
Color: | Factory Installed | Note: | 5% | 10%
Z | Bronze |  | NC | NC
B | Black |  | NC | NC
C | Custom Paint Color | 22 | 95 | 95
Height: | Factory Installed | Note: | 5% | 10%
(Leave Blank) | 34-3/4" Standard Height |  | NC | NC
30 | 30" Height |  | 65 | 65
Options: | Factory Installed | Note: | 5% | 10%
SF | Single Fuse (120-277v Only) |  | 29 | 30
DF | Double Fuse (120-277v Only) |  | 58 | 62
SP | 120-277VAC 10KA Surge Suppressor |  | 25 | 27
SP2 | 120-277VAC 20KA Surge Suppressor |  | 49 | 52
SPH | 347-480VAC 10KA Surge Suppressor |  | 28 | 29
GF1 | Ground Fault Circuit Interrupt 15A, 120V |  | 191 | 203
S5 | Microwave Sensor with Dimming 120-277V Only. |  | 113 | 119
BU | Battery Backup, 90 Minutes (120-277v Only) |  | 204 | 216
BUC | Cold Start Battery Backup, -20°C, 90 Minutes (120-277v Only) |  | 274 | 290
Mounting Accessories: | Ships Separately, Field Installed | Note: | 5% | 10%
BOLAN4 | Mounting Kit, includes Bracket & Three (3) 4˝ Zinc-plated Anchor Bolts |  | 19 | 20
BOLAN8 | Mounting Kit, includes Bracket & Three (3) 8˝ Zinc-plated Anchor Bolts |  | 32 | 34
BOLAN12 | Mounting Kit, includes Bracket & Three (3) 12˝ Zinc-plated Anchor Bolts |  | 46 | 49
BOLAN15 | Mounting Kit, includes Bracket & Three (3) 15˝ Zinc-plated Anchor Bolts |  | 52 | 55
1882-RETROBASE | Retrofit Base Adapts New Bollards to Most Existing Bolt Patterns. Fits all Bollards. Die Cast with Powdercoat Finish, Hardware Included. 11½˝ Dia. x 1½˝ H | 1, 22 | 139 | 148
Mounting Accessories: | Ships Separately, Field Installed | Note: | 5% | 10%
P17126 | Remote Programming Tool for P17125 |  | 80 | 85
Replacement Parts: | Ships Separately, Field Installed | Note: | 5% | 10%
BORBASE | Die Cast Base Plate with Powdercoat Finish Over a Chromate Conversion Coating. Fits AUS11. | 1, 22 | 29 | 30
BOSBASE | Die Cast Base Plate with Powdercoat Finish Over a Chromate Conversion Coating. Fits AUS12. |  | 19 | 20
BOADP1 | Adapter Plate with Gaskets for Outlet Boxes. Fits Round Bollards. Die Cast with Bronze Powdercoat Finish. |  | 19 | 20
P17125 | Internal Microwave Sensor with Dimming 120-277V Only. |  | 98 | 104
3EBLX1055190A | Provides 90 Minutes of Backup Power (120-277v Only) |  | 192 | 204
3EBLX10T1555CPA | Cold Start Battery Backup, -20°C, 90 Minutes (120-277v Only) |  | 262 | 278
Notes:
(1) Specify Color
(22) $150.00 Paint Set-up Fee for quantities under 5 pcs
Bollard
1882 Lighting
Austin 112 LED Bollard
LED Model: | Description: | Note: | 5% | 10%
AUS-112 | Austin 112 LED Bollard - 6" 10w, 15w, 20w |  | 1525 | 1620
Style: | Description: | Note: | 5% | 10%
NI | Non-Illuminated |  | 1115 | 1184
LT | Lantern Top |  | NC | NC
OF | Open Flutes | 95 | 90 | 95
Globe/Lens: | Description: | Note: | 5% | 10%
WA | White/Opal Acrylic |  | NC | NC
FA | Frosted Acrylic |  | 156 | 165
LED Module: | Description: | Note: | 5% | 10%
10W27K | 10w 2700K |  | NC | NC
15W27K | 15w 2700K |  | NC | NC
20W27K | 20w 2700K |  | NC | NC
10W3K | 10w 3000K |  | NC | NC
15W3K | 15w 3000K |  | NC | NC
20W3K | 20w 3000K |  | NC | NC
10W4K | 10w 4000K |  | NC | NC
15W4K | 15w 4000K |  | NC | NC
20W4K | 20w 4000K |  | NC | NC
10W5K | 10w 5000K |  | NC | NC
15W5K | 15w 5000K |  | NC | NC
20W5K | 20w 5000K |  | NC | NC
Voltage: | Description: | Note: | 5% | 10%
U | 120-277v |  | NC | NC
H | 347-480v |  | 53 | 57
Distribution: | Description: | Note: | 5% | 10%
2 | Type II |  | NC | NC
3 | Type III |  | NC | NC
4 | Type IV |  | NC | NC
5 | Type V |  | NC | NC
Options: | Description: | Note: | 5% | 10%
N | None |  | NC | NC
PC | Button Eye Photo Control |  | 46 | 49
H | House Side Shield |  | Factory | Factory
USB | Dual USB Port | 96 | 245 | 260
GFIC | GFI in-use cover, cast aluminum | 96 | 245 | 260
GFIP | GFI in-use cover, plastic | 96 | 245 | 260
EB | Eyebolt mounted on bollard | 96 | Factory | Factory
BT | Ball Top (NI version only) |  | Factory | Factory
DT | Dome Top (NI and OF version only) |  | NC | NC
AF | Acorn Finial (NI version only) |  | Factory | Factory
Finish: | Description: | Note: | 5% | 10%
BK | Black |  | NC | NC
BZ | Bronze |  | NC | NC
DBZ | Dark Bronze |  | NC | NC
WH | White |  | NC | NC
GR | Green |  | NC | NC
SM | Silver Metallic |  | NC | NC
GY | Light Gray |  | NC | NC
TBK | Textured Black |  | NC | NC
CC | Custom Color (Consult Factory) |  | Factory | Factory
Notes:
(95) Must choose DT (Dome Top) Under Options
(96) Indicate Location
Bollard
1882 Lighting
Austin 130 LED Bollard
LED Model: | Description: | Note: | 5% | 10%
AUS-130 | Austin 130 LED Bollard - 6" 10w, 15w, 20w |  | 1525 | 1620
Style: | Description: | Note: | 5% | 10%
NI | Non-Illuminated |  | 1115 | 1184
LT | Lantern Top |  | NC | NC
OF | Open Flutes | 95 | 90 | 95
Globe/Lens: | Description: | Note: | 5% | 10%
WA | White/Opal Acrylic |  | NC | NC
FA | Frosted Acrylic |  | 156 | 165
LED Module: | Description: | Note: | 5% | 10%
10W27K | 10w 2700K |  | NC | NC
15W27K | 15w 2700K |  | NC | NC
20W27K | 20w 2700K |  | NC | NC
10W3K | 10w 3000K |  | NC | NC
15W3K | 15w 3000K |  | NC | NC
20W3K | 20w 3000K |  | NC | NC
10W4K | 10w 4000K |  | NC | NC
15W4K | 15w 4000K |  | NC | NC
20W4K | 20w 4000K |  | NC | NC
10W5K | 10w 5000K |  | NC | NC
15W5K | 15w 5000K |  | NC | NC
20W5K | 20w 5000K |  | NC | NC
Voltage: | Description: | Note: | 5% | 10%
U | 120-277v |  | NC | NC
H | 347-480v |  | 53 | 57
Distribution: | Description: | Note: | 5% | 10%
2 | Type II |  | NC | NC
3 | Type III |  | NC | NC
4 | Type IV |  | NC | NC
5 | Type V |  | NC | NC
Options: | Description: | Note: | 5% | 10%
N | None |  | NC | NC
PC | Button Eye Photo Control |  | 46 | 49
H | House Side Shield |  | Factory | Factory
USB | Dual USB Port | 96 | 245 | 260
GFIC | GFI in-use cover, cast aluminum | 96 | 245 | 260
GFIP | GFI in-use cover, plastic | 96 | 245 | 260
EB | Eyebolt mounted on bollard | 96 | Factory | Factory
BT | Ball Top (NI version only) |  | Factory | Factory
DT | Dome Top (NI and OF version only) |  | NC | NC
AF | Acorn Finial (NI version only) |  | Factory | Factory
Finish: | Description: | Note: | 5% | 10%
BK | Black |  | NC | NC
BZ | Bronze |  | NC | NC
DBZ | Dark Bronze |  | NC | NC
WH | White |  | NC | NC
GR | Green |  | NC | NC
SM | Silver Metallic |  | NC | NC
GY | Light Gray |  | NC | NC
TBK | Textured Black |  | NC | NC
CC | Custom Color (Consult Factory) |  | Factory | Factory
Notes:
(95) Must choose DT (Dome Top) Under Options
(96) Indicate Location
LEDicated
1882 Lighting
Austin 13R, 13S Round & Square Bollard
LED Model: | Description: | Note: | 5% | 10%
AUS13RQF1X16 | Round Bollard Type F 16w | 1, 22, 69 | 584 | 620
AUS13RQF1X25 | Round Bollard Type F 25w | 1, 22, 69 | 602 | 639
AUS13SQF1X16 | Square Bollard Type F 16w | 1, 22, 69 | 584 | 620
AUS13SQF1X25 | Square Bollard Type F 25w | 1, 22, 69 | 602 | 639
Ballast: | Factory Installed | Note: | 5% | 10%
U | 120-277v |  | NC | NC
Color Temp: | Factory Installed | Note: | 5% | 10%
3K | 3000K |  | NC | NC
4K | 4000K |  | NC | NC
5K | 5000K |  | NC | NC
Lens: | Factory Installed | Note: | 5% | 10%
C | Clear UV-Stabilized Polycarbonate Array Lens |  | NC | NC
L | SoftLED LumaLens Opal UV-Stabilized Polycarbonate Array Lens (Round) |  | 31 | 32
L | SoftLED LumaLens Opal UV-Stabilized Polycarbonate Array Lens (Square) |  | 31 | 32
Color: | Factory Installed | Note: | 5% | 10%
Z | Bronze |  | NC | NC
B | Black |  | NC | NC
C | Custom Paint Color | 22 | 95 | 95
Height: | Factory Installed | Note: | 5% | 10%
(Leave Blank) | 43-1/8" Standard Height |  | NC | NC
36 | 36" Height |  | 65 | 65
30 | 30" Height |  | 65 | 65
Options: | Factory Installed | Note: | 5% | 10%
SF | Single Fuse (120-277v Only) |  | 29 | 30
DF | Double Fuse (120-277v Only) |  | 58 | 62
SP | 120-277VAC 10KA Surge Suppressor |  | 25 | 27
SP2 | 120-277VAC 20KA Surge Suppressor |  | 49 | 52
GF1 | Ground Fault Circuit Interrupt 15A, 120V |  | 191 | 203
S5 | Microwave Sensor with Dimming 120-277V Only. |  | 113 | 119
Mounting Accessories: | Ships Separately, Field Installed | Note: | 5% | 10%
1882-RETROBASE | Retrofit Base Adapts New Bollards to Most Existing Bolt Patterns. Fits all Bollards. Die Cast with Powdercoat Finish, Hardware Included. 11½˝ Dia. x 1½˝ H | 1, 22, 45 | 139 | 148
Accessories: | Ships Separately, Field Installed | Note: | 5% | 10%
P17126 | Remote Programming Tool for P17125 |  | 80 | 85
Replacement Parts: | Ships Separately, Field Installed | Note: | 5% | 10%
BOADP1 | Adapter Plate with Gaskets for Outlet Boxes. Fits Round Bollards. Die Cast with Bronze Powdercoat Finish. |  | 19 | 20
P17125 | Internal Microwave Sensor with Dimming 120-277V Only. |  | 98 | 104
B3LL | SoftLED LumaLens Opal UV-Stabilized Polycarbonate Array Lens (Round) |  | 19 | 20
B4LL | SoftLED LumaLens Opal UV-Stabilized Polycarbonate Array Lens (Square) |  | 19 | 20
Notes:
(1) Specify Color
(22) $150.00 Paint Set-up Fee for quantities under 5 pcs
(45) Custom Color Fee: $30.00
(69) Includes Mounting kit with 8˝ zinc-plated anchor bolts
LEDicated
1882 Lighting
Austin 15 LED Bollard
LED Model: | Description: | Note: | 5% | 10%
AUS15OQF1X12 | Full Cutoff Bollard - 360° Type F 12w | 1, 22 | 348 | 369
AUS15OQF1X17 | Full Cutoff Bollard - 360° Type F 17w | 1, 22 | 348 | 369
AUS15HQF1X10 | Full Cutoff Bollard with 180° Shield Type F 10w | 1, 22 | 363 | 385
AUS15HQF1X16 | Full Cutoff Bollard with 180° Shield Type F 16w | 1, 22 | 363 | 385
AUS15TQF1X10 | Full Cutoff Bollard with 120° Shield Type F 10w | 1, 22 | 363 | 385
AUS15TQF1X16 | Full Cutoff Bollard with 120° Shield Type F 16w | 1, 22 | 363 | 385
Ballast: | Factory Installed | Note: | 5% | 10%
U | 120-277v |  | NC | NC
Color Temp: | Factory Installed | Note: | 5% | 10%
3K | 3000K |  | NC | NC
4K | 4000K |  | NC | NC
5K | 5000K |  | NC | NC
Lens: | Factory Installed | Note: | 5% | 10%
C | Clear UV-Stabilized Polycarbonate Vandal-Resistant Lens |  | NC | NC
Color: | Factory Installed | Note: | 5% | 10%
Z | Bronze |  | NC | NC
B | Black |  | NC | NC
C | Custom Paint Color | 22 | 95 | 95
Height: | Factory Installed | Note: | 5% | 10%
Leave Blank | 40-1/8" Standard Height |  | NC | NC
30 | 30" Height |  | 65 | 65
Options: | Factory Installed | Note: | 5% | 10%
SF | Single Fuse (120-277v Only) |  | 29 | 30
DF | Double Fuse (120-277v Only) |  | 58 | 62
SP | 120-277VAC 10KA Surge Suppressor |  | 25 | 27
SP2 | 120-277VAC 20KA Surge Suppressor |  | 49 | 52
GF1 | Ground Fault Circuit Interrupt 15A, 120V |  | 191 | 203
S5 | Microwave Sensor with Dimming 120-277V Only. |  | 113 | 119
Mounting Accessories: | Ships Separately, Field Installed | Note: | 5% | 10%
1882-RETROBASE | Retrofit Base Adapts New Bollards to Most Existing Bolt Patterns. Fits all Bollards. Die Cast with Powdercoat Finish, Hardware Included. 11½˝ Dia. x 1½˝ H | 1, 22, 45 | 139 | 148
Accessories: | Ships Separately, Field Installed | Note: | 5% | 10%
P17126 | Remote Programming Tool for P17125 |  | 80 | 85
Replacement Parts: | Ships Separately, Field Installed | Note: | 5% | 10%
P17125 | Internal Microwave Sensor with Dimming 120-277V Only. |  | 98 | 104
BOADP1 | Adapter Plate with Gaskets for Outlet Boxes. Fits Round Bollards. Die Cast with Bronze Powdercoat Finish. | 1, 22 | 19 | 20
Notes:
(1) Specify Color
(22) $150.00 Paint Set-up Fee for quantities under 5 pcs
(45) Custom Color Fee: $30.00
LegacyLED
1882 Lighting
Austin 16 Stainless Steel Bollard
LED Model: | Description: | Note: | 5% | 10%
AUS16LQF1X10 | Round Dome Bollard with Louvers Type F 10w | 69 | 820 | 872
AUS16LQF1X15 | Round Dome Bollard with Louvers Type F 15w | 69 | 828 | 879
AUS16LQF1X22 | Round Dome Bollard with Louvers Type F 22w | 69 | 898 | 954
AUS16RLQC1X10 | Round Dome Bollard with LED Cone Reflector Type C 10w | 69 | 876 | 930
AUS16RLQC1X15 | Round Dome Bollard with LED Cone Reflector Type C 15w | 69 | 880 | 935
AUS16RLQC1X22 | Round Dome Bollard with LED Cone Reflector Type C 22w | 69 | 977 | 1038
AUS16RLQF1X10 | Round Dome Bollard with LED Cone Reflector Type F 10w | 69 | 851 | 904
AUS16RLQF1X15 | Round Dome Bollard with LED Cone Reflector Type F 15w | 69 | 880 | 935
AUS16RLQF1X22 | Round Dome Bollard with LED Cone Reflector Type F 22w | 69 | 949 | 1008
AUS16RWQC1X10 | Round Dome Bollard with White LED Cone Reflector Type C 10w | 69 | 876 | 930
AUS16RWQC1X15 | Round Dome Bollard with White LED Cone Reflector Type C 15w | 69 | 885 | 940
AUS16RWQC1X22 | Round Dome Bollard with White LED Cone Reflector Type C 22w | 69 | 964 | 1024
AUS16RWQF1X10 | Round Dome Bollard with White LED Cone Reflector Type F 10w | 69 | 844 | 897
AUS16RWQF1X15 | Round Dome Bollard with White LED Cone Reflector Type F 15w | 69 | 851 | 904
AUS16RWQF1X22 | Round Dome Bollard with White LED Cone Reflector Type F 22w | 69 | 919 | 977
Ballast: | Factory Installed | Note: | 5% | 10%
U | 120-277v |  | NC | NC
C | 347v @ 15w Only |  | 11 | 12
Color Temp: | Factory Installed | Note: | 5% | 10%
3K | 3000K |  | NC | NC
4K | 4000K |  | NC | NC
5K | 5000K |  | NC | NC
Lens: | Factory Installed | Note: | 5% | 10%
L | Replacement LumaLens Lens (AUS16RWQ Only) |  | 60 | 62
Color: | Factory Installed (Required) | Note: | 5% | 10%
SS | Stainless Steel Body |  | NC | NC
Options: | Factory Installed | Note: | 5% | 10%
SF | Single Fuse (120-277v Only) |  | 29 | 30
DF | Double Fuse (120-277v Only) |  | 58 | 62
SP | 120-277VAC 10KA Surge Suppressor |  | 25 | 27
SP2 | 120-277VAC 20KA Surge Suppressor |  | 49 | 52
SPH | 347-480VAC 10KA Surge Suppressor |  | 28 | 29
GF1 | Ground Fault Circuit Interrupt 15A, 120V |  | 191 | 203
GSB | 180° Glare Shield - Black |  | 50 | 53
GSZ | 180° Glare Shield - Bronze |  | 50 | 53
GSC | 180° Glare Shield - Custom Color, Consult Factory |  | 85 | 90
S5 | Microwave Sensor with Dimming 120-277V Only. |  | 113 | 119
BU | Battery Backup, 90 Minutes (120-277v Only) |  | 204 | 216
BUC | Cold Start Battery Backup, -20°C, 90 Minutes (120-277v Only) |  | 274 | 290
Mounting Accessories: | Ships Separately, Field Installed | Note: | 5% | 10%
BOLAN4 | Mounting Kit, includes Bracket & Three (3) 4˝ Zinc-plated Anchor Bolts |  | 19 | 20
BOLAN8 | Mounting Kit, includes Bracket & Three (3) 8˝ Zinc-plated Anchor Bolts |  | 32 | 34
BOLAN12 | Mounting Kit, includes Bracket & Three (3) 12˝ Zinc-plated Anchor Bolts |  | 46 | 49
BOLAN15 | Mounting Kit, includes Bracket & Three (3) 15˝ Zinc-plated Anchor Bolts |  | 52 | 55
1882-RETROBASE | Retrofit Base Adapts New Bollards to Most Existing Bolt Patterns. Fits all Bollards. Die Cast with Powdercoat Finish, Hardware Included. 11½˝ Dia. x 1½˝ H | 45 | 139 | 148
Accessories: | Ships Separately, Field Installed | Note: | 5% | 10%
P17126 | Remote Programming Tool for P17125 |  | 80 | 85
Replacement Parts: | Ships Separately, Field Installed | Note: | 5% | 10%
3EBLX1055190A | Provides 90 Minutes of Backup Power (120-277v Only) |  | 192 | 204
3EBLX10T1555CPA | Cold Start Battery Backup, -20°C, 90 Minutes (120-277v Only) |  | 262 | 278
P17125 | Internal Microwave Sensor with Dimming 120-277V Only. |  | 98 | 104
BOLPC | Replacement Polycarbonate Lens |  | 59 | 63
BOLPCLL | Replacement LumaLens Lens (AUS16RWQ Only) |  | 48 | 50
BORBASE | Die Cast Base Plate with Powdercoat Finish Over a Chromate Conversion Coating. |  | 29 | 30
BOADP1 | Adapter Plate with Gaskets for Outlet Boxes. Fits Round Bollards. Die Cast with Bronze Powdercoat Finish. |  | 19 | 20
Notes:
(45) Custom Color Fee: $30.00
(69) Includes Mounting kit with 8˝ zinc-plated anchor bolts
LegacyLED
1882 Lighting
Austin 17 Round Dome Top Bollard
LED Model: | Description: | Note: | 5% | 10%
AUS17GQC1X10 | Round Dome Bollard with Glass Type C 10w | 1, 22, 69 | 458 | 487
AUS17GQC1X15 | Round Dome Bollard with Glass Type C 15w | 1, 22, 69 | 468 | 497
AUS17GQC1X22 | Round Dome Bollard with Glass Type C 22w | 1, 22, 69 | 479 | 509
AUS17GQF1X10 | Round Dome Bollard with Glass Type F 10w | 1, 22, 69 | 426 | 453
AUS17GQF1X15 | Round Dome Bollard with Glass Type F 15w | 1, 22, 69 | 433 | 460
AUS17GQF1X22 | Round Dome Bollard with Glass Type F 22w | 1, 22, 69 | 435 | 462
AUS17LQF1X10 | Round Dome Bollard with Louvers Type F 10w | 1, 22, 69 | 389 | 413
AUS17LQF1X15 | Round Dome Bollard with Louvers Type F 15w | 1, 22, 69 | 402 | 427
AUS17LQF1X22 | Round Dome Bollard with Louvers Type F 22w | 1, 22, 69 | 437 | 464
AUS17RLQC1X10 | Round Dome Bollard with LED Cone Reflector Type C 10w | 1, 22, 69 | 469 | 498
AUS17RLQC1X15 | Round Dome Bollard with LED Cone Reflector Type C 15w | 1, 22, 69 | 476 | 505
AUS17RLQC1X22 | Round Dome Bollard with LED Cone Reflector Type C 22w | 1, 22, 69 | 525 | 558
AUS17RLQF1X10 | Round Dome Bollard with LED Cone Reflector Type F 10w | 1, 22, 69 | 436 | 463
AUS17RLQF1X15 | Round Dome Bollard with LED Cone Reflector Type F 15w | 1, 22, 69 | 439 | 467
AUS17RLQF1X22 | Round Dome Bollard with LED Cone Reflector Type F 22w | 1, 22, 69 | 476 | 505
AUS17RWQC1X10 | Round Dome Bollard with White LED Cone Reflector Type C 10w | 1, 22, 69 | 439 | 467
AUS17RWQC1X15 | Round Dome Bollard with White LED Cone Reflector Type C 15w | 1, 22, 69 | 446 | 474
AUS17RWQC1X22 | Round Dome Bollard with White LED Cone Reflector Type C 22w | 1, 22, 69 | 493 | 524
AUS17RWQF1X10 | Round Dome Bollard with White LED Cone Reflector Type F 10w | 1, 22, 69 | 409 | 434
AUS17RWQF1X15 | Round Dome Bollard with White LED Cone Reflector Type F 15w | 1, 22, 69 | 412 | 438
AUS17RWQF1X22 | Round Dome Bollard with White LED Cone Reflector Type F 22w | 1, 22, 69 | 449 | 477
Ballast: | Factory Installed | Note: | 5% | 10%
U | 120-277v |  | NC | NC
C | 347v @ 15w Only |  | 11 | 12
Color Temp: | Factory Installed | Note: | 5% | 10%
3K | 3000K |  | NC | NC
4K | 4000K |  | NC | NC
5K | 5000K |  | NC | NC
Lens: | Factory Installed | Note: | 5% | 10%
L | Replacement LumaLens Lens (AUS17RWQ Only) |  | 60 | 62
Color: | Factory Installed | Note: | 5% | 10%
Z | Bronze |  | NC | NC
B | Black |  | NC | NC
C | Custom Paint Color | 22 | 95 | 95
Height: | Factory Installed | Note: | 5% | 10%
Leave Blank | 42" Standard Height |  | NC | NC
36 | 36" Height |  | 65 | 65
30 | 30" Height |  | 65 | 65
Options: | Factory Installed | Note: | 5% | 10%
SF | Single Fuse (120-277v Only) |  | 29 | 30
DF | Double Fuse (120-277v Only) |  | 58 | 62
SP | 120-277VAC 10KA Surge Suppressor |  | 25 | 27
SP2 | 120-277VAC 20KA Surge Suppressor |  | 49 | 52
SPH | 347-480VAC 10KA Surge Suppressor |  | 28 | 29
GF1 | Ground Fault Circuit Interrupt 15A, 120V |  | 191 | 203
GSB | 180° Glare Shield - Black |  | 50 | 53
GSZ | 180° Glare Shield - Bronze |  | 50 | 53
GSC | 180° Glare Shield - Custom Color, Consult Factory |  | 85 | 90
S5 | Microwave Sensor with Dimming 120-277V Only. |  | 113 | 119
BU | Battery Backup, 90 Minutes (120-277v Only) |  | 204 | 216
BUC | Cold Start Battery Backup, -20°C, 90 Minutes (120-277v Only) |  | 274 | 290
Mounting Accessories: | Ships Separately, Field Installed | Note: | 5% | 10%
BOLAN4 | Mounting Kit, includes Bracket & Three (3) 4˝ Zinc-plated Anchor Bolts |  | 19 | 20
BOLAN8 | Mounting Kit, includes Bracket & Three (3) 8˝ Zinc-plated Anchor Bolts |  | 32 | 34
BOLAN12 | Mounting Kit, includes Bracket & Three (3) 12˝ Zinc-plated Anchor Bolts |  | 46 | 49
BOLAN15 | Mounting Kit, includes Bracket & Three (3) 15˝ Zinc-plated Anchor Bolts |  | 52 | 55
1882-RETROBASE | Retrofit Base Adapts New Bollards to Most Existing Bolt Patterns. Fits all Bollards. Die Cast with Powdercoat Finish, Hardware Included. 11½˝ Dia. x 1½˝ H | 1, 22, 45 | 139 | 148
Accessories: | Ships Separately, Field Installed | Note: | 5% | 10%
P17126 | Remote Programming Tool for P17125 |  | 80 | 85
Replacement Parts: | Ships Separately, Field Installed | Note: | 5% | 10%
3EBLX1055190A | Provides 90 Minutes of Backup Power (120-277v Only) |  | 192 | 204
3EBLX10T1555CPA | Cold Start Battery Backup, -20°C, 90 Minutes (120-277v Only) |  | 262 | 278
P17125 | Internal Microwave Sensor with Dimming 120-277V Only. |  | 98 | 104
BOLPC | Replacement Polycarbonate Lens |  | 59 | 63
BOLPCLL | Replacement LumaLens Lens (AUS17RWQ Only) |  | 48 | 50
BORBASE | Die Cast Base Plate with Powdercoat Finish Over a Chromate Conversion Coating. | 1, 22 | 29 | 30
BOADP1 | Adapter Plate with Gaskets for Outlet Boxes. Fits Round Bollards. Die Cast with Bronze Powdercoat Finish. |  | 19 | 20
Notes:
(1) Specify Color
(22) $150.00 Paint Set-up Fee for quantities under 5 pcs
(45) Custom Color Fee: $30.00
(69) Includes Mounting kit with 8˝ zinc-plated anchor bolts
LegacyLED
1882 Lighting
Austin 18 Round Flat Top Bollard
LED Model: | Description: | Note: | 5% | 10%
AUS18FGQC1X10 | Round Flat Top Bollard with Glass Type C 10w | 1, 22, 69 | 471 | 500
AUS18FGQC1X15 | Round Flat Top Bollard with Glass Type C 15w | 1, 22, 69 | 479 | 509
AUS18FGQC1X22 | Round Flat Top Bollard with Glass Type C 22w | 1, 22, 69 | 493 | 524
AUS18FGQF1X10 | Round Flat Top Bollard with Glass Type F 10w | 1, 22, 69 | 439 | 467
AUS18FGQF1X15 | Round Flat Top Bollard with Glass Type F 15w | 1, 22, 69 | 445 | 473
AUS18FGQF1X22 | Round Flat Top Bollard with Glass Type F 22w | 1, 22, 69 | 449 | 477
AUS18FLQF1X10 | Round Flat Top Bollard with Louvers Type F 10w | 1, 22, 69 | 392 | 417
AUS18FLQF1X15 | Round Flat Top Bollard with Louvers Type F 15w | 1, 22, 69 | 402 | 427
AUS18FLQF1X22 | Round Flat Top Bollard with Louvers Type F 22w | 1, 22, 69 | 437 | 464
AUS18FRLQC1X10 | Round Flat Top Bollard with LED Cone Reflector Type C 10w | 1, 22, 69 | 462 | 490
AUS18FRLQC1X15 | Round Flat Top Bollard with LED Cone Reflector Type C 15w | 1, 22, 69 | 469 | 498
AUS18FRLQC1X22 | Round Flat Top Bollard with LED Cone Reflector Type C 22w | 1, 22, 69 | 513 | 545
AUS18FRLQF1X10 | Round Flat Top Bollard with LED Cone Reflector Type F 10w | 1, 22, 69 | 431 | 458
AUS18FRLQF1X15 | Round Flat Top Bollard with LED Cone Reflector Type F 15w | 1, 22, 69 | 435 | 462
AUS18FRLQF1X22 | Round Flat Top Bollard with LED Cone Reflector Type F 22w | 1, 22, 69 | 469 | 498
AUS18FRWQC1X10 | Round Flat Top Bollard with White LED Cone Reflector Type C 10w | 1, 22, 69 | 435 | 462
AUS18FRWQC1X15 | Round Flat Top Bollard with White LED Cone Reflector Type C 15w | 1, 22, 69 | 444 | 472
AUS18FRWQC1X22 | Round Flat Top Bollard with White LED Cone Reflector Type C 22w | 1, 22, 69 | 486 | 517
AUS18FRWQF1X10 | Round Flat Top Bollard with White LED Cone Reflector Type F 10w | 1, 22, 69 | 403 | 428
AUS18FRWQF1X15 | Round Flat Top Bollard with White LED Cone Reflector Type F 15w | 1, 22, 69 | 410 | 435
AUS18FRWQF1X22 | Round Flat Top Bollard with White LED Cone Reflector Type F 22w | 1, 22, 69 | 442 | 469
Ballast: | Factory Installed | Note: | 5% | 10%
U | 120-277v |  | NC | NC
C | 347v @ 15w Only |  | 11 | 12
Color Temp: | Factory Installed | Note: | 5% | 10%
3K | 3000K |  | NC | NC
4K | 4000K |  | NC | NC
5K | 5000K |  | NC | NC
Lens: | Factory Installed | Note: | 5% | 10%
L | Replacement LumaLens Lens (AUS18FRWQ Only) |  | 60 | 62
Color: | Factory Installed | Note: | 5% | 10%
Z | Bronze |  | NC | NC
B | Black |  | NC | NC
C | Custom Paint Color | 22 | 95 | 95
Height: | Factory Installed | Note: | 5% | 10%
Leave Blank | 42" Standard Height |  | NC | NC
36 | 36" Height |  | 65 | 65
30 | 30" Height |  | 65 | 65
Options: | Factory Installed | Note: | 5% | 10%
SF | Single Fuse (120-277v Only) |  | 29 | 30
DF | Double Fuse (120-277v Only) |  | 58 | 62
SP | 120-277VAC 10KA Surge Suppressor |  | 25 | 27
SP2 | 120-277VAC 20KA Surge Suppressor |  | 49 | 52
SPH | 347-480VAC 10KA Surge Suppressor |  | 28 | 29
GF1 | Ground Fault Circuit Interrupt 15A, 120V |  | 191 | 203
GSB | 180° Glare Shield - Black |  | 50 | 53
GSZ | 180° Glare Shield - Bronze |  | 50 | 53
GSC | 180° Glare Shield - Custom Color, Consult Factory |  | 85 | 90
S5 | Microwave Sensor with Dimming 120-277V Only. |  | 113 | 119
BU | Battery Backup, 90 Minutes (120-277v Only) |  | 204 | 216
BUC | Cold Start Battery Backup, -20°C, 90 Minutes (120-277v Only) |  | 274 | 290
Mounting Accessories: | Ships Separately, Field Installed | Note: | 5% | 10%
BOLAN4 | Mounting Kit, includes Bracket & Three (3) 4˝ Zinc-plated Anchor Bolts |  | 19 | 20
BOLAN8 | Mounting Kit, includes Bracket & Three (3) 8˝ Zinc-plated Anchor Bolts |  | 32 | 34
BOLAN12 | Mounting Kit, includes Bracket & Three (3) 12˝ Zinc-plated Anchor Bolts |  | 46 | 49
BOLAN15 | Mounting Kit, includes Bracket & Three (3) 15˝ Zinc-plated Anchor Bolts |  | 52 | 55
1882-RETROBASE | Retrofit Base Adapts New Bollards to Most Existing Bolt Patterns. Fits all Bollards. Die Cast with Powdercoat Finish, Hardware Included. 11½˝ Dia. x 1½˝ H | 1, 22, 45 | 139 | 148
Accessories: | Ships Separately, Field Installed | Note: | 5% | 10%
P17126 | Remote Programming Tool for P17125 |  | 80 | 85
Replacement Parts: | Ships Separately, Field Installed | Note: | 5% | 10%
3EBLX1055190A | Provides 90 Minutes of Backup Power (120-277v Only) |  | 192 | 204
3EBLX10T1555CPA | Cold Start Battery Backup, -20°C, 90 Minutes (120-277v Only) |  | 262 | 278
P17125 | Internal Microwave Sensor with Dimming 120-277V Only. |  | 98 | 104
BOLPC | Replacement Polycarbonate Lens |  | 59 | 63
BOLPCLL | Replacement LumaLens Lens (AUS18FRWQ Only) |  | 48 | 50
BORBASE | Die Cast Base Plate with Powdercoat Finish Over a Chromate Conversion Coating. | 1, 22 | 29 | 30
BOADP1 | Adapter Plate with Gaskets for Outlet Boxes. Fits Round Bollards. Die Cast with Bronze Powdercoat Finish. |  | 19 | 20
Notes:
(1) Specify Color
(22) $150.00 Paint Set-up Fee for quantities under 5 pcs
(45) Custom Color Fee: $30.00
(69) Includes Mounting kit with 8˝ zinc-plated anchor bolts
LegacyLED
1882 Lighting
Austin 19 Square Flat Top Bollard
LED Model: | Description: | Note: | 5% | 10%
AUS19G5QC1X10 | Square Flat Bollard with Glass Type C 10w | 1, 22, 69 | 542 | 575
AUS19G5QC1X15 | Square Flat Bollard with Glass Type C 15w | 1, 22, 69 | 549 | 583
AUS19G5QC1X22 | Square Flat Bollard with Glass Type C 22w | 1, 22, 69 | 608 | 645
AUS19G5QF1X10 | Square Flat Bollard with Glass Type F 10w | 1, 22, 69 | 510 | 542
AUS19G5QF1X15 | Square Flat Bollard with Glass Type F 15w | 1, 22, 69 | 515 | 547
AUS19G5QF1X22 | Square Flat Bollard with Glass Type F 22w | 1, 22, 69 | 563 | 598
AUS19LSQF1X10 | Square Flat Bollard with Square Louvers Type F 10w | 1, 22, 69 | 523 | 555
AUS19LSQF1X15 | Square Flat Bollard with Square Louvers Type F 15w | 1, 22, 69 | 533 | 567
AUS19LSQF1X22 | Square Flat Bollard with Square Louvers Type F 22w | 1, 22, 69 | 568 | 603
AUS19RLQC1X10 | Square Flat Bollard with LED Cone Reflector Type C 10w | 1, 22, 69 | 518 | 550
AUS19RLQC1X15 | Square Flat Bollard with LED Cone Reflector Type C 15w | 1, 22, 69 | 524 | 557
AUS19RLQC1X22 | Square Flat Bollard with LED Cone Reflector Type C 22w | 1, 22, 69 | 591 | 628
AUS19RLQF1X10 | Square Flat Bollard with LED Cone Reflector Type F 10w | 1, 22, 69 | 486 | 517
AUS19RLQF1X15 | Square Flat Bollard with LED Cone Reflector Type F 15w | 1, 22, 69 | 489 | 519
AUS19RLQF1X22 | Square Flat Bollard with LED Cone Reflector Type F 22w | 1, 22, 69 | 546 | 580
AUS19RWQC1X10 | Square Flat Bollard with Soft Shine Low Glare White Cone Reflector Type C 10w | 1, 22, 69 | 571 | 607
AUS19RWQC1X15 | Square Flat Bollard with Soft Shine Low Glare White Cone Reflector Type C 15w | 1, 22, 69 | 575 | 610
AUS19RWQC1X22 | Square Flat Bollard with Soft Shine Low Glare White Cone Reflector Type C 22w | 1, 22, 69 | 650 | 690
AUS19RWQF1X10 | Square Flat Bollard with Soft Shine Low Glare White Cone Reflector Type F 10w | 1, 22, 69 | 540 | 574
AUS19RWQF1X15 | Square Flat Bollard with Soft Shine Low Glare White Cone Reflector Type F 15w | 1, 22, 69 | 540 | 574
AUS19RWQF1X22 | Square Flat Bollard with Soft Shine Low Glare White Cone Reflector Type F 22w | 1, 22, 69 | 604 | 642
Ballast: | Factory Installed | Note: | 5% | 10%
U | 120-277v |  | NC | NC
C | 347v @ 15w Only |  | 11 | 12
Color Temp: | Factory Installed | Note: | 5% | 10%
3K | 3000K |  | NC | NC
4K | 4000K |  | NC | NC
5K | 5000K |  | NC | NC
Color Temp: | Factory Installed | Note: | 5% | 10%
L | Square LumaLens Vandal-Resistant Lens (AUS19RWQ Only) |  | 31 | 32
Color: | Factory Installed | Note: | 5% | 10%
Z | Bronze |  | NC | NC
B | Black |  | NC | NC
C | Custom Paint Color | 22 | 95 | 95
Height: | Factory Installed | Note: | 5% | 10%
Leave Blank | 42" Standard Height |  | NC | NC
36 | 36" Height |  | 65 | 65
30 | 30" Height |  | 65 | 65
Options: | Factory Installed | Note: | 5% | 10%
SF | Single Fuse (120-277v Only) |  | 29 | 30
DF | Double Fuse (120-277v Only) |  | 58 | 62
SP | 120-277VAC 10KA Surge Suppressor |  | 25 | 27
SP2 | 120-277VAC 20KA Surge Suppressor |  | 49 | 52
SPH | 347-480VAC 10KA Surge Suppressor |  | 28 | 29
GF1 | Ground Fault Circuit Interrupt 15A, 120V |  | 191 | 203
PC3 | Button Photocell, 120-277VAC |  | 48 | 50
S5 | Microwave Sensor with Dimming 120-277V Only. |  | 113 | 119
BU | Battery Backup, 90 Minutes (120-277v Only) |  | 204 | 216
BUC | Cold Start Battery Backup, -20°C, 90 Minutes (120-277v Only) |  | 274 | 290
Mounting Accessories: | Ships Separately, Field Installed | Note: | 5% | 10%
BOLAN4 | Mounting Kit, includes Bracket & Three (3) 4˝ Zinc-plated Anchor Bolts |  | 19 | 20
BOLAN8 | Mounting Kit, includes Bracket & Three (3) 8˝ Zinc-plated Anchor Bolts |  | 32 | 34
BOLAN12 | Mounting Kit, includes Bracket & Three (3) 12˝ Zinc-plated Anchor Bolts |  | 46 | 49
BOLAN15 | Mounting Kit, includes Bracket & Three (3) 15˝ Zinc-plated Anchor Bolts |  | 52 | 55
1882-RETROBASE | Retrofit Base Adapts New Bollards to Most Existing Bolt Patterns. Fits all Bollards. Die Cast with Powdercoat Finish, Hardware Included. 11½˝ Dia. x 1½˝ H | 1, 22, 45 | 139 | 148
Accessories: | Ships Separately, Field Installed | Note: | 5% | 10%
P17126 | Remote Programming Tool for P17125 |  | 80 | 85
Replacement Parts: | Ships Separately, Field Installed | Note: | 5% | 10%
3EBLX1055190A | Provides 90 Minutes of Backup Power (120-277v Only) |  | 192 | 204
3EBLX10T1555CPA | Cold Start Battery Backup, -20°C, 90 Minutes (120-277v Only) |  | 262 | 278
P17125 | Internal Microwave Sensor with Dimming 120-277V Only. |  | 98 | 104
BOSPC | Replacement Square Polycarbonate Vandal-Resistant Lens |  | 57 | 60
BOSPCLL | Replacement Square LumaLens Vandal-Resistant Lens (AUS19RWQ) |  | 19 | 20
BOSBASE | Die Cast Base Plate with Powdercoat Finish Over a Chromate Conversion Coating. | 1, 22 | 19 | 20
Notes:
(1) Specify Color
(22) $150.00 Paint Set-up Fee for quantities under 5 pcs
(45) Custom Color Fee: $30.00
(69) Includes Mounting kit with 8˝ zinc-plated anchor bolts
Bollard
1882 Lighting
Austin 193 LED Bollard
LED Model: | Description: | Note: | 5% | 10%
AUS-193 | Austin 193 LED Bollard - 6" 10w, 15w, 20w |  | 1525 | 1620
Style: | Description: | Note: | 5% | 10%
NI | Non-Illuminated |  | 1115 | 1184
LT | Lantern Top |  | NC | NC
OF | Open Flutes | 95 | 90 | 95
Globe/Lens: | Description: | Note: | 5% | 10%
WA | White/Opal Acrylic |  | NC | NC
FA | Frosted Acrylic |  | 156 | 165
LED Module: | Description: | Note: | 5% | 10%
10W27K | 10w 2700K |  | NC | NC
15W27K | 15w 2700K |  | NC | NC
20W27K | 20w 2700K |  | NC | NC
10W3K | 10w 3000K |  | NC | NC
15W3K | 15w 3000K |  | NC | NC
20W3K | 20w 3000K |  | NC | NC
10W4K | 10w 4000K |  | NC | NC
15W4K | 15w 4000K |  | NC | NC
20W4K | 20w 4000K |  | NC | NC
10W5K | 10w 5000K |  | NC | NC
15W5K | 15w 5000K |  | NC | NC
20W5K | 20w 5000K |  | NC | NC
Voltage: | Description: | Note: | 5% | 10%
U | 120-277v |  | NC | NC
H | 347-480v |  | 53 | 57
Distribution: | Description: | Note: | 5% | 10%
2 | Type II |  | NC | NC
3 | Type III |  | NC | NC
4 | Type IV |  | NC | NC
5 | Type V |  | NC | NC
Options: | Description: | Note: | 5% | 10%
N | None |  | NC | NC
PC | Button Eye Photo Control |  | 46 | 49
H | House Side Shield |  | Factory | Factory
USB | Dual USB Port | 96 | 245 | 260
GFIC | GFI in-use cover, cast aluminum | 96 | 245 | 260
GFIP | GFI in-use cover, plastic | 96 | 245 | 260
EB | Eyebolt mounted on bollard | 96 | Factory | Factory
BT | Ball Top (NI version only) |  | Factory | Factory
DT | Dome Top (NI and OF version only) |  | NC | NC
AF | Acorn Finial (NI version only) |  | Factory | Factory
Finish: | Description: | Note: | 5% | 10%
BK | Black |  | NC | NC
BZ | Bronze |  | NC | NC
DBZ | Dark Bronze |  | NC | NC
WH | White |  | NC | NC
GR | Green |  | NC | NC
SM | Silver Metallic |  | NC | NC
GY | Light Gray |  | NC | NC
TBK | Textured Black |  | NC | NC
CC | Custom Color (Consult Factory) |  | Factory | Factory
Notes:
(95) Must choose DT (Dome Top) Under Options
(96) Indicate Location
Bollard
1882 Lighting
Austin 22 LED Bollard
LED Model: | Description: | Note: | 5% | 10%
AUS22 | Austin 22 LED Bollard - 6" 10w, 15w, 20w |  | 963 | 1023
Height: | Factory Installed | Note: | 5% | 10%
42 | 42" |  | NC | NC
Globe/Lens: | Factory Installed | Note: | 5% | 10%
CA | Clear Acrylic |  | NC | NC
FA | Frosted Acrylic |  | NC | NC
LED Module: | Description: | Note: | 5% | 10%
10W27K | 10w 2700K |  | NC | NC
15W27K | 15w 2700K |  | NC | NC
20W27K | 20w 2700K |  | NC | NC
10W3K | 10w 3000K |  | NC | NC
15W3K | 15w 3000K |  | NC | NC
20W3K | 20w 3000K |  | NC | NC
10W4K | 10w 4000K |  | NC | NC
15W4K | 15w 4000K |  | NC | NC
20W4K | 20w 4000K |  | NC | NC
10W5K | 10w 5000K |  | NC | NC
15W5K | 15w 5000K |  | NC | NC
20W5K | 20w 5000K |  | NC | NC
Voltage: | Description: | Note: | 5% | 10%
U | 120-277v |  | NC | NC
H | 347-480v |  | 53 | 57
Distribution: | Description: | Note: | 5% | 10%
2 | Type II |  | NC | NC
3 | Type III |  | NC | NC
4 | Type IV |  | NC | NC
5 | Type V |  | NC | NC
Options: | Description: | Note: | 5% | 10%
N | None |  | NC | NC
PC | Button Eye Photo Control |  | 44 | 47
H | House Side Shield |  | 77 | 82
USB | Dual USB Port | 96 | 224 | 238
GFIC | GFI in-use cover, cast aluminum | 96 | 224 | 238
GFIP | GFI in-use cover, plastic | 96 | 224 | 238
Finish: | Description: | Note: | 5% | 10%
BK | Black |  | NC | NC
BZ | Bronze |  | NC | NC
DBZ | Dark Bronze |  | NC | NC
WH | White |  | NC | NC
GR | Green |  | NC | NC
SM | Silver Metallic |  | NC | NC
GY | Light Gray |  | NC | NC
TBK | Textured Black |  | NC | NC
CC | Custom Color (Consult Factory) |  | Factory | Factory
Notes:
(96) Indicate Location
Bollard
1882 Lighting
Austin 220 LED Bollard
LED Model: | Description: | Note: | 5% | 10%
AUS-220 | Austin 220 LED Bollard - 6" 10w, 15w, 20w |  | 1525 | 1620
Style: | Description: | Note: | 5% | 10%
NI | Non-Illuminated |  | 1115 | 1184
LT | Lantern Top |  | NC | NC
OF | Open Flutes | 95 | 90 | 95
Globe/Lens: | Description: | Note: | 5% | 10%
WA | White/Opal Acrylic |  | NC | NC
FA | Frosted Acrylic |  | 156 | 165
LED Module: | Description: | Note: | 5% | 10%
10W27K | 10w 2700K |  | NC | NC
15W27K | 15w 2700K |  | NC | NC
20W27K | 20w 2700K |  | NC | NC
10W3K | 10w 3000K |  | NC | NC
15W3K | 15w 3000K |  | NC | NC
20W3K | 20w 3000K |  | NC | NC
10W4K | 10w 4000K |  | NC | NC
15W4K | 15w 4000K |  | NC | NC
20W4K | 20w 4000K |  | NC | NC
10W5K | 10w 5000K |  | NC | NC
15W5K | 15w 5000K |  | NC | NC
20W5K | 20w 5000K |  | NC | NC
Voltage: | Description: | Note: | 5% | 10%
U | 120-277v |  | NC | NC
H | 347-480v |  | 53 | 57
Distribution: | Description: | Note: | 5% | 10%
2 | Type II |  | NC | NC
3 | Type III |  | NC | NC
4 | Type IV |  | NC | NC
5 | Type V |  | NC | NC
Options: | Description: | Note: | 5% | 10%
N | None |  | NC | NC
PC | Button Eye Photo Control |  | 46 | 49
H | House Side Shield |  | Factory | Factory
USB | Dual USB Port | 96 | 245 | 260
GFIC | GFI in-use cover, cast aluminum | 96 | 245 | 260
GFIP | GFI in-use cover, plastic | 96 | 245 | 260
EB | Eyebolt mounted on bollard | 96 | Factory | Factory
BT | Ball Top (NI version only) |  | Factory | Factory
DT | Dome Top (NI and OF version only) |  | NC | NC
AF | Acorn Finial (NI version only) |  | Factory | Factory
Finish: | Description: | Note: | 5% | 10%
BK | Black |  | NC | NC
BZ | Bronze |  | NC | NC
DBZ | Dark Bronze |  | NC | NC
WH | White |  | NC | NC
GR | Green |  | NC | NC
SM | Silver Metallic |  | NC | NC
GY | Light Gray |  | NC | NC
TBK | Textured Black |  | NC | NC
CC | Custom Color (Consult Factory) |  | Factory | Factory
Notes:
(95) Must choose DT (Dome Top) Under Options
(96) Indicate Location
LEDicated
1882 Lighting
Austin 24 Triangular Bollard
LED Model: | Description: | Note: | 5% | 10%
AUS24QF1X12 | EasyLED Bollard, Contemporary Series Type F (Wide Beam Spread) 12w | 1, 22 | 312 | 332
Ballast: | Factory Installed | Note: | 5% | 10%
U | 120-277v |  | NC | NC
Color Temp: | Factory Installed | Note: | 5% | 10%
3K | 3000K |  | NC | NC
4K | 4000K |  | NC | NC
5K | 5000K |  | NC | NC
Lens: | Factory Installed | Note: | 5% | 10%
C | Clear Molded UV-Stabilized Polycarbonate Lens |  | NC | NC
L | SoftLED LumaLens Opal UV-Stabilized Polycarbonate Vandal-Resident Lens |  | 29 | 30
Color: | Factory Installed | Note: | 5% | 10%
Z | Bronze |  | NC | NC
B | Black |  | NC | NC
C | Custom Paint Color | 22 | 95 | 95
Height: | Factory Installed | Note: | 5% | 10%
43-1/4 | 43-1/4 Standard Height |  | NC | NC
36 | 36" Height |  | 65 | 65
30 | 30" Height |  | 65 | 65
Options: | Factory Installed | Note: | 5% | 10%
SF | Single Fuse (120-277v Only) |  | 29 | 30
DF | Double Fuse (120-277v Only) |  | 58 | 62
SP | 120-277VAC 10KA Surge Suppressor |  | 25 | 27
SP2 | 120-277VAC 20KA Surge Suppressor |  | 49 | 52
Notes:
(1) Specify Color
(22) $150.00 Paint Set-up Fee for quantities under 5 pcs
LEDicated
1882 Lighting
Austin 25 Contemporary Bollard
LED Model: | Description: | Note: | 5% | 10%
AUS25QF1X16 | EasyLED Contemporary Bollard 1100mm Type F 16w |  | 708 | 752
AUS25QF1X22 | EasyLED Contemporary Bollard 1100mm Type F 22w |  | 708 | 752
Ballast: | Factory Installed | Note: | 5% | 10%
U | 120-277v |  | NC | NC
Color Temp: | Factory Installed | Note: | 5% | 10%
3K | 3000K |  | NC | NC
4K | 4000K |  | NC | NC
5K | 5000K |  | NC | NC
Lens: | Factory Installed | Note: | 5% | 10%
L | SoftLED LumaLens Opal UV-Stabilized Polycarbonate Vandal-Resistant Lens |  | NC | NC
Color: | Factory Installed | Note: | 5% | 10%
B | Black |  | NC | NC
C | Custom Paint Color | 22 | 95 | 95
Options: | Factory Installed | Note: | 5% | 10%
SF | Single Fuse (120-277v Only) |  | 29 | 30
DF | Double Fuse (120-277v Only) |  | 58 | 62
SP | 120-277VAC 10KA Surge Suppressor |  | 25 | 27
SP2 | 120-277VAC 20KA Surge Suppressor |  | 49 | 52
Mounting Accessories: | Ships Separately, Field Installed | Note: | 5% | 10%
1882-RETROBASE | Retrofit Base Adapts New Bollards to Most Existing Bolt Patterns. Fits all Bollards. Die Cast with Powdercoat Finish, Hardware Included. 11½˝ Dia. x 1½˝ H |  | 139 | 148
Notes:
(22) $150.00 Paint Set-up Fee for quantities under 5 pcs
Bollard
1882 Lighting
Austin 30 LED Bollard
LED Model: | Description: | Note: | 5% | 10%
AUS30QF1X16 | EasyLED Contemporary Bollard 1100mm Type F 16w |  | 728 | 773
Style: | Description: | Note: | 5% | 10%
S | Non-Illuminated |  | NC | NC
F | Lantern Top |  | 40 | 43
Globe/Lens: | Description: | Note: | 5% | 10%
WA | White/Opal Acrylic |  | NC | NC
FA | Frosted Acrylic |  | 156 | 165
LED Module: | Description: | Note: | 5% | 10%
10W27K | 10w 2700K |  | NC | NC
15W27K | 15w 2700K |  | NC | NC
20W27K | 20w 2700K |  | NC | NC
10W3K | 10w 3000K |  | NC | NC
15W3K | 15w 3000K |  | NC | NC
20W3K | 20w 3000K |  | NC | NC
10W4K | 10w 4000K |  | NC | NC
15W4K | 15w 4000K |  | NC | NC
20W4K | 20w 4000K |  | NC | NC
10W5K | 10w 5000K |  | NC | NC
15W5K | 15w 5000K |  | NC | NC
20W5K | 20w 5000K |  | NC | NC
Voltage: | Description: | Note: | 5% | 10%
U | 120-277v |  | NC | NC
H | 347-480v |  | 53 | 57
Distribution: | Description: | Note: | 5% | 10%
2 | Type II |  | NC | NC
3 | Type III |  | NC | NC
4 | Type IV |  | NC | NC
5 | Type V |  | NC | NC
Options: | Description: | Note: | 5% | 10%
N | None |  | NC | NC
PC | Button Eye Photo Control |  | 46 | 49
H | House Side Shield |  | Factory | Factory
USB | Dual USB Port | 96 | 245 | 260
GFIC | GFI in-use cover, cast aluminum | 96 | 245 | 260
GFIP | GFI in-use cover, plastic | 96 | 245 | 260
EB | Eyebolt mounted on bollard | 96 | Factory | Factory
BT | Ball Top (NI version only) |  | Factory | Factory
DT | Dome Top (NI and OF version only) |  | NC | NC
AF | Acorn Finial (NI version only) |  | Factory | Factory
Finish: | Description: | Note: | 5% | 10%
BK | Black |  | NC | NC
BZ | Bronze |  | NC | NC
DBZ | Dark Bronze |  | NC | NC
WH | White |  | NC | NC
GR | Green |  | NC | NC
SM | Silver Metallic |  | NC | NC
GY | Light Gray |  | NC | NC
TBK | Textured Black |  | NC | NC
CC | Custom Color (Consult Factory) |  | Factory | Factory
Notes:
(96) Indicate Location
Bollard
1882 Lighting
Austin 371 LED Bollard
LED Model: | Description: | Note: | 5% | 10%
AUS371 | Austin 371 LED Bollard - 6" 10w, 15w, 20w |  | 1658 | 1762
Style: | Description: | Note: | 5% | 10%
NI | Non-Illuminated |  | 1115 | 1184
LT | Lantern Top |  | NC | NC
Globe/Lens: | Description: | Note: | 5% | 10%
CA | Clear Acrylic |  | NC | NC
WA | White/Opal Acrylic |  | NC | NC
FA | Frosted Acrylic |  | NC | NC
LED Module: | Description: | Note: | 5% | 10%
10W27K | 10w 2700K |  | NC | NC
15W27K | 15w 2700K |  | NC | NC
20W27K | 20w 2700K |  | NC | NC
10W3K | 10w 3000K |  | NC | NC
15W3K | 15w 3000K |  | NC | NC
20W3K | 20w 3000K |  | NC | NC
10W4K | 10w 4000K |  | NC | NC
15W4K | 15w 4000K |  | NC | NC
20W4K | 20w 4000K |  | NC | NC
10W5K | 10w 5000K |  | NC | NC
15W5K | 15w 5000K |  | NC | NC
20W5K | 20w 5000K |  | NC | NC
Voltage: | Description: | Note: | 5% | 10%
U | 120-277v |  | NC | NC
H | 347-480v |  | 53 | 57
Distribution: | Description: | Note: | 5% | 10%
2 | Type II |  | NC | NC
3 | Type III |  | NC | NC
4 | Type IV |  | NC | NC
5 | Type V |  | NC | NC
Options: | Description: | Note: | 5% | 10%
N | None |  | NC | NC
PC | Button Eye Photo Control |  | 65 | 69
H | House Side Shield |  | 77 | 82
USB | Dual USB Port | 96 | 273 | 290
GFIC | GFI in-use cover, cast aluminum | 96 | 273 | 290
GFIP | GFI in-use cover, plastic | 96 | 273 | 290
EB | Eyebolt mounted on bollard | 96 | Factory | Factory
Finish: | Description: | Note: | 5% | 10%
BK | Black |  | NC | NC
BZ | Bronze |  | NC | NC
DBZ | Dark Bronze |  | NC | NC
WH | White |  | NC | NC
GR | Green |  | NC | NC
SM | Silver Metallic |  | NC | NC
GY | Light Gray |  | NC | NC
TBK | Textured Black |  | NC | NC
CC | Custom Color (Consult Factory) |  | Factory | Factory
Notes:
(96) Indicate Location
Bollard
1882 Lighting
Austin 381 LED Bollard
LED Model: | Description: | Note: | 5% | 10%
AUS381 | Austin 381 LED Bollard - 6" 10w, 15w, 20w |  | 1525 | 1620
Style: | Description: | Note: | 5% | 10%
NI | Non-Illuminated |  | 1115 | 1184
LT | Lantern Top |  | NC | NC
OF | Open Flutes | 95 | 90 | 95
Globe/Lens: | Description: | Note: | 5% | 10%
WA | White/Opal Acrylic |  | NC | NC
FA | Frosted Acrylic |  | 156 | 165
LED Module: | Description: | Note: | 5% | 10%
10W27K | 10w 2700K |  | NC | NC
15W27K | 15w 2700K |  | NC | NC
20W27K | 20w 2700K |  | NC | NC
10W3K | 10w 3000K |  | NC | NC
15W3K | 15w 3000K |  | NC | NC
20W3K | 20w 3000K |  | NC | NC
10W4K | 10w 4000K |  | NC | NC
15W4K | 15w 4000K |  | NC | NC
20W4K | 20w 4000K |  | NC | NC
10W5K | 10w 5000K |  | NC | NC
15W5K | 15w 5000K |  | NC | NC
20W5K | 20w 5000K |  | NC | NC
Voltage: | Description: | Note: | 5% | 10%
U | 120-277v |  | NC | NC
H | 347-480v |  | 53 | 57
Distribution: | Description: | Note: | 5% | 10%
2 | Type II |  | NC | NC
3 | Type III |  | NC | NC
4 | Type IV |  | NC | NC
5 | Type V |  | NC | NC
Options: | Description: | Note: | 5% | 10%
N | None |  | NC | NC
PC | Button Eye Photo Control |  | 46 | 49
H | House Side Shield |  | Factory | Factory
USB | Dual USB Port | 96 | 245 | 260
GFIC | GFI in-use cover, cast aluminum | 96 | 245 | 260
GFIP | GFI in-use cover, plastic | 96 | 245 | 260
EB | Eyebolt mounted on bollard | 96 | Factory | Factory
BT | Ball Top (NI version only) |  | Factory | Factory
DT | Dome Top (NI and OF version only) |  | NC | NC
AF | Acorn Finial (NI version only) |  | Factory | Factory
Finish: | Description: | Note: | 5% | 10%
BK | Black |  | NC | NC
BZ | Bronze |  | NC | NC
DBZ | Dark Bronze |  | NC | NC
WH | White |  | NC | NC
GR | Green |  | NC | NC
SM | Silver Metallic |  | NC | NC
GY | Light Gray |  | NC | NC
TBK | Textured Black |  | NC | NC
CC | Custom Color (Consult Factory) |  | Factory | Factory
Notes:
(95) Must choose DT (Dome Top) Under Options
(96) Indicate Location
Bollard
1882 Lighting
Austin 4 LED Bollard
LED Model: | Description: | Note: | 5% | 10%
AUS4 | Austin 4 LED Bollard - 6" 10w, 15w, 20w |  | 1252 | 1330
Height: | Description: | Note: | 5% | 10%
42 | 42” (standard) |  | NC | NC
36 | 36” |  | 82 | 87
30 | 30" |  | 82 | 87
Globe/Lens: | Description: | Note: | 5% | 10%
WP | White/Opal Acrylic |  | 51 | 54
FP | Frosted Poly |  | 51 | 54
CP | Clear Poly |  | NC | NC
LED Module: | Description: | Note: | 5% | 10%
10W27K | 10w 2700K |  | NC | NC
15W27K | 15w 2700K |  | NC | NC
20W27K | 20w 2700K |  | NC | NC
10W3K | 10w 3000K |  | NC | NC
15W3K | 15w 3000K |  | NC | NC
20W3K | 20w 3000K |  | NC | NC
10W4K | 10w 4000K |  | NC | NC
15W4K | 15w 4000K |  | NC | NC
20W4K | 20w 4000K |  | NC | NC
10W5K | 10w 5000K |  | NC | NC
15W5K | 15w 5000K |  | NC | NC
20W5K | 20w 5000K |  | NC | NC
Voltage: | Description: | Note: | 5% | 10%
U | 120-277v |  | NC | NC
H | 347-480v |  | 53 | 57
Distribution: | Description: | Note: | 5% | 10%
2 | Type II |  | NC | NC
3 | Type III |  | NC | NC
4 | Type IV |  | NC | NC
5 | Type V |  | NC | NC
Options: | Description: | Note: | 5% | 10%
N | None |  | NC | NC
PC | Button Eye Photo Control |  | 51 | 54
H | House Side Shield |  | 92 | 98
DT | Dome Top |  | 50 | 53
USB | Dual USB Port | 96 | 250 | 265
GFIC | GFI in-use cover, cast aluminum | 96 | 250 | 265
GFIP | GFI in-use cover, plastic | 96 | 250 | 265
Finish: | Description: | Note: | 5% | 10%
BK | Black |  | NC | NC
BZ | Bronze |  | NC | NC
DBZ | Dark Bronze |  | NC | NC
WH | White |  | NC | NC
GR | Green |  | NC | NC
SM | Silver Metallic |  | NC | NC
GY | Light Gray |  | NC | NC
TBK | Textured Black |  | NC | NC
CC | Custom Color (Consult Factory) |  | Factory | Factory
Notes:
(96) Indicate Location
Bollard
1882 Lighting
Austin 402 LED Bollard
LED Model: | Description: | Note: | 5% | 10%
AUS402 | Austin 402 LED Bollard - 6" 10w, 15w, 20w |  | 1525 | 1620
Style: | Description: | Note: | 5% | 10%
NI | Non-Illuminated |  | 1115 | 1184
LT | Lantern Top |  | NC | NC
OF | Open Flutes | 95 | 90 | 95
Globe/Lens: | Description: | Note: | 5% | 10%
WA | White/Opal Acrylic |  | NC | NC
FA | Frosted Acrylic |  | 156 | 165
LED Module: | Description: | Note: | 5% | 10%
10W27K | 10w 2700K |  | NC | NC
15W27K | 15w 2700K |  | NC | NC
20W27K | 20w 2700K |  | NC | NC
10W3K | 10w 3000K |  | NC | NC
15W3K | 15w 3000K |  | NC | NC
20W3K | 20w 3000K |  | NC | NC
10W4K | 10w 4000K |  | NC | NC
15W4K | 15w 4000K |  | NC | NC
20W4K | 20w 4000K |  | NC | NC
10W5K | 10w 5000K |  | NC | NC
15W5K | 15w 5000K |  | NC | NC
20W5K | 20w 5000K |  | NC | NC
Voltage: | Description: | Note: | 5% | 10%
U | 120-277v |  | NC | NC
H | 347-480v |  | 53 | 57
Distribution: | Description: | Note: | 5% | 10%
2 | Type II |  | NC | NC
3 | Type III |  | NC | NC
4 | Type IV |  | NC | NC
5 | Type V |  | NC | NC
Options: | Description: | Note: | 5% | 10%
N | None |  | NC | NC
PC | Button Eye Photo Control |  | 46 | 49
H | House Side Shield |  | Factory | Factory
USB | Dual USB Port | 96 | 245 | 260
GFIC | GFI in-use cover, cast aluminum | 96 | 245 | 260
GFIP | GFI in-use cover, plastic | 96 | 245 | 260
EB | Eyebolt mounted on bollard | 96 | Factory | Factory
BT | Ball Top (NI version only) |  | Factory | Factory
DT | Dome Top (NI and OF version only) |  | NC | NC
AF | Acorn Finial (NI version only) |  | Factory | Factory
Finish: | Description: | Note: | 5% | 10%
BK | Black |  | NC | NC
BZ | Bronze |  | NC | NC
DBZ | Dark Bronze |  | NC | NC
WH | White |  | NC | NC
GR | Green |  | NC | NC
SM | Silver Metallic |  | NC | NC
GY | Light Gray |  | NC | NC
TBK | Textured Black |  | NC | NC
CC | Custom Color (Consult Factory) |  | Factory | Factory
Notes:
(95) Must choose DT (Dome Top) Under Options
(96) Indicate Location
Bollard
1882 Lighting
Austin 412 LED Bollard
LED Model: | Description: | Note: | 5% | 10%
AUS412 | Austin 412 LED Bollard - 6" 10w, 15w, 20w |  | 1746 | 1855
Style: | Description: | Note: | 5% | 10%
NI | Non-Illuminated |  | 1115 | 1184
LT | Lantern Top |  | NC | NC
OF | Open Flutes | 95 | 90 | 95
Globe/Lens: | Description: | Note: | 5% | 10%
WA | White/Opal Acrylic |  | 186 | 198
FA | Frosted Acrylic |  | 186 | 198
LED Module: | Description: | Note: | 5% | 10%
10W27K | 10w 2700K |  | NC | NC
15W27K | 15w 2700K |  | NC | NC
20W27K | 20w 2700K |  | NC | NC
10W3K | 10w 3000K |  | NC | NC
15W3K | 15w 3000K |  | NC | NC
20W3K | 20w 3000K |  | NC | NC
10W4K | 10w 4000K |  | NC | NC
15W4K | 15w 4000K |  | NC | NC
20W4K | 20w 4000K |  | NC | NC
10W5K | 10w 5000K |  | NC | NC
15W5K | 15w 5000K |  | NC | NC
20W5K | 20w 5000K |  | NC | NC
Voltage: | Description: | Note: | 5% | 10%
U | 120-277v |  | NC | NC
H | 347-480v |  | 53 | 57
Distribution: | Description: | Note: | 5% | 10%
2 | Type II |  | NC | NC
3 | Type III |  | NC | NC
4 | Type IV |  | NC | NC
5 | Type V |  | NC | NC
Options: | Description: | Note: | 5% | 10%
N | None |  | NC | NC
PC | Button Eye Photo Control |  | 46 | 49
H | House Side Shield |  | Factory | Factory
USB | Dual USB Port | 96 | 245 | 260
GFIC | GFI in-use cover, cast aluminum | 96 | 245 | 260
GFIP | GFI in-use cover, plastic | 96 | 245 | 260
EB | Eyebolt mounted on bollard | 96 | Factory | Factory
BT | Ball Top (NI version only) |  | Factory | Factory
DT | Dome Top (NI and OF version only) |  | NC | NC
AF | Acorn Finial (NI version only) |  | Factory | Factory
Finish: | Description: | Note: | 5% | 10%
BK | Black |  | NC | NC
BZ | Bronze |  | NC | NC
DBZ | Dark Bronze |  | NC | NC
WH | White |  | NC | NC
GR | Green |  | NC | NC
SM | Silver Metallic |  | NC | NC
GY | Light Gray |  | NC | NC
TBK | Textured Black |  | NC | NC
CC | Custom Color (Consult Factory) |  | Factory | Factory
Notes:
(95) Must choose DT (Dome Top) Under Options
(96) Indicate Location
Bollard
1882 Lighting
Austin 416 LED Bollard
LED Model: | Description: | Note: | 5% | 10%
AUS416 | Austin 416 LED Bollard - 6" 10w, 15w, 20w |  | 1597 | 1697
Style: | Description: | Note: | 5% | 10%
NI | Non-Illuminated |  | 1115 | 1184
LT | Lantern Top |  | NC | NC
Globe/Lens: | Description: | Note: | 5% | 10%
WA | White/Opal Acrylic |  | 186 | 198
FA | Frosted Acrylic |  | 186 | 198
LED Module: | Description: | Note: | 5% | 10%
10W27K | 10w 2700K |  | NC | NC
15W27K | 15w 2700K |  | NC | NC
20W27K | 20w 2700K |  | NC | NC
10W3K | 10w 3000K |  | NC | NC
15W3K | 15w 3000K |  | NC | NC
20W3K | 20w 3000K |  | NC | NC
10W4K | 10w 4000K |  | NC | NC
15W4K | 15w 4000K |  | NC | NC
20W4K | 20w 4000K |  | NC | NC
10W5K | 10w 5000K |  | NC | NC
15W5K | 15w 5000K |  | NC | NC
20W5K | 20w 5000K |  | NC | NC
Voltage: | Description: | Note: | 5% | 10%
U | 120-277v |  | NC | NC
H | 347-480v |  | 53 | 57
Distribution: | Description: | Note: | 5% | 10%
2 | Type II |  | NC | NC
3 | Type III |  | NC | NC
4 | Type IV |  | NC | NC
5 | Type V |  | NC | NC
Options: | Description: | Note: | 5% | 10%
N | None |  | NC | NC
PC | Button Eye Photo Control |  | 46 | 49
H | House Side Shield |  | Factory | Factory
USB | Dual USB Port | 96 | 245 | 260
GFIC | GFI in-use cover, cast aluminum | 96 | 245 | 260
GFIP | GFI in-use cover, plastic | 96 | 245 | 260
EB | Eyebolt mounted on bollard | 96 | Factory | Factory
BT | Ball Top (NI version only) |  | Factory | Factory
DT | Dome Top (NI and OF version only) |  | NC | NC
AF | Acorn Finial (NI version only) |  | Factory | Factory
Finish: | Description: | Note: | 5% | 10%
BK | Black |  | NC | NC
BZ | Bronze |  | NC | NC
DBZ | Dark Bronze |  | NC | NC
WH | White |  | NC | NC
GR | Green |  | NC | NC
SM | Silver Metallic |  | NC | NC
GY | Light Gray |  | NC | NC
TBK | Textured Black |  | NC | NC
CC | Custom Color (Consult Factory) |  | Factory | Factory
Notes:
(96) Indicate Location
Bollard
1882 Lighting
Austin 460 LED Bollard
LED Model: | Description: | Note: | 5% | 10%
AUS460 | Austin 460 LED Bollard - 6" 10w, 15w, 20w |  | 1597 | 1697
Style: | Description: | Note: | 5% | 10%
NI | Non-Illuminated |  | 1115 | 1184
LT | Lantern Top |  | NC | NC
OF | Open Flutes | 95 | 90 | 95
Globe/Lens: | Description: | Note: | 5% | 10%
WA | White/Opal Acrylic |  | 186 | 198
FA | Frosted Acrylic |  | 186 | 198
LED Module: | Description: | Note: | 5% | 10%
10W27K | 10w 2700K |  | NC | NC
15W27K | 15w 2700K |  | NC | NC
20W27K | 20w 2700K |  | NC | NC
10W3K | 10w 3000K |  | NC | NC
15W3K | 15w 3000K |  | NC | NC
20W3K | 20w 3000K |  | NC | NC
10W4K | 10w 4000K |  | NC | NC
15W4K | 15w 4000K |  | NC | NC
20W4K | 20w 4000K |  | NC | NC
10W5K | 10w 5000K |  | NC | NC
15W5K | 15w 5000K |  | NC | NC
20W5K | 20w 5000K |  | NC | NC
Voltage: | Description: | Note: | 5% | 10%
U | 120-277v |  | NC | NC
H | 347-480v |  | 53 | 57
Distribution: | Description: | Note: | 5% | 10%
2 | Type II |  | NC | NC
3 | Type III |  | NC | NC
4 | Type IV |  | NC | NC
5 | Type V |  | NC | NC
Options: | Description: | Note: | 5% | 10%
N | None |  | NC | NC
PC | Button Eye Photo Control |  | 46 | 49
H | House Side Shield |  | Factory | Factory
USB | Dual USB Port | 96 | 245 | 260
GFIC | GFI in-use cover, cast aluminum | 96 | 245 | 260
GFIP | GFI in-use cover, plastic | 96 | 245 | 260
EB | Eyebolt mounted on bollard | 96 | Factory | Factory
BT | Ball Top (NI version only) |  | Factory | Factory
DT | Dome Top (NI and OF version only) |  | NC | NC
AF | Acorn Finial (NI version only) |  | Factory | Factory
Finish: | Description: | Note: | 5% | 10%
BK | Black |  | NC | NC
BZ | Bronze |  | NC | NC
DBZ | Dark Bronze |  | NC | NC
WH | White |  | NC | NC
GR | Green |  | NC | NC
SM | Silver Metallic |  | NC | NC
GY | Light Gray |  | NC | NC
TBK | Textured Black |  | NC | NC
CC | Custom Color (Consult Factory) |  | Factory | Factory
Notes:
(95) Must choose DT (Dome Top) Under Options
(96) Indicate Location
Bollard
1882 Lighting
Austin 512 LED Bollard
LED Model: | Description: | Note: | 5% | 10%
AUS512 | Austin 512 LED Bollard - 6" 10w, 15w, 20w |  | 1775 | 1885
Style: | Description: | Note: | 5% | 10%
NI | Non-Illuminated |  | 1115 | 1184
LT | Lantern Top |  | NC | NC
Globe/Lens: | Description: | Note: | 5% | 10%
WA | White/Opal Acrylic |  | 186 | 198
FA | Frosted Acrylic |  | 186 | 198
LED Module: | Description: | Note: | 5% | 10%
10W27K | 10w 2700K |  | NC | NC
15W27K | 15w 2700K |  | NC | NC
20W27K | 20w 2700K |  | NC | NC
10W3K | 10w 3000K |  | NC | NC
15W3K | 15w 3000K |  | NC | NC
20W3K | 20w 3000K |  | NC | NC
10W4K | 10w 4000K |  | NC | NC
15W4K | 15w 4000K |  | NC | NC
20W4K | 20w 4000K |  | NC | NC
10W5K | 10w 5000K |  | NC | NC
15W5K | 15w 5000K |  | NC | NC
20W5K | 20w 5000K |  | NC | NC
Voltage: | Description: | Note: | 5% | 10%
U | 120-277v |  | NC | NC
H | 347-480v |  | 53 | 57
Distribution: | Description: | Note: | 5% | 10%
2 | Type II |  | NC | NC
3 | Type III |  | NC | NC
4 | Type IV |  | NC | NC
5 | Type V |  | NC | NC
Options: | Description: | Note: | 5% | 10%
N | None |  | NC | NC
PC | Button Eye Photo Control |  | 46 | 49
H | House Side Shield |  | Factory | Factory
USB | Dual USB Port | 96 | 245 | 260
GFIC | GFI in-use cover, cast aluminum | 96 | 245 | 260
GFIP | GFI in-use cover, plastic | 96 | 245 | 260
EB | Eyebolt mounted on bollard | 96 | Factory | Factory
BT | Ball Top (NI version only) |  | Factory | Factory
DT | Dome Top (NI and OF version only) |  | NC | NC
AF | Acorn Finial (NI version only) |  | Factory | Factory
Finish: | Description: | Note: | 5% | 10%
BK | Black |  | NC | NC
BZ | Bronze |  | NC | NC
DBZ | Dark Bronze |  | NC | NC
WH | White |  | NC | NC
GR | Green |  | NC | NC
SM | Silver Metallic |  | NC | NC
GY | Light Gray |  | NC | NC
TBK | Textured Black |  | NC | NC
CC | Custom Color (Consult Factory) |  | Factory | Factory
Notes:
(96) Indicate Location
LEDicated
1882 Lighting
Austin 52 Side Light Bollard
LED Model: | Description: | Note: | 5% | 10%
AUS52QF1X18 | Side Light Bollard Type F (Asymmetric) 18w | 1, 22 | 915 | 972
Ballast: | Factory Installed | Note: | 5% | 10%
U | 120-277v |  | NC | NC
Color Temp: | Factory Installed | Note: | 5% | 10%
3K | 3000K |  | NC | NC
4K | 4000K |  | NC | NC
5K | 5000K |  | NC | NC
Ballast: | Factory Installed | Note: | 5% | 10%
C | Clear Molded UV-Stabilized Polycarbonate Lens |  | NC | NC
Color: | Factory Installed | Note: | 5% | 10%
Z | Bronze |  | NC | NC
B | Black |  | NC | NC
P | Platinum |  | NC | NC
C | Custom Paint Color | 22 | 95 | 95
Options: | Factory Installed | Note: | 5% | 10%
SF | Single Fuse (120-277v Only) |  | 29 | 30
DF | Double Fuse (120-277v Only) |  | 58 | 62
SP | 120-277VAC 10KA Surge Suppressor |  | 25 | 27
SP2 | 120-277VAC 20KA Surge Suppressor |  | 49 | 52
GF1 | Ground Fault Circuit Interrupt 15A, 120V |  | 191 | 203
Mounting Accessories: | Ships Separately, Field Installed | Note: | 5% | 10%
1882-RETROBASE | Retrofit Base Adapts New Bollards to Most Existing Bolt Patterns. Fits all Bollards. Die Cast with Powdercoat Finish, Hardware Included. 11½˝ Dia. x 1½˝ H | 1, 22 | 139 | 148
Replacement Parts: | Ships Separately, Field Installed | Note: | 5% | 10%
BOADP1 | Adapter Plate with Gaskets for Outlet Boxes. Fits Round Bollards. Die Cast with Bronze Powdercoat Finish. | 1, 22 | 19 | 20
Notes:
(1) Specify Color
(22) $150.00 Paint Set-up Fee for quantities under 5 pcs
Bollard
1882 Lighting
Austin 6 LED Bollard
LED Model: | Description: | Note: | 5% | 10%
AUS6 | Austin 6 LED Bollard - 6" 10w, 15w, 20w |  | 1252 | 1330
Height: | Description: | Note: | 5% | 10%
42 | 42” (standard) |  | NC | NC
36 | 36” |  | 82 | 87
30 | 30" |  | 82 | 87
24 | 24" |  | 82 | 87
Globe/Lens: | Description: | Note: | 5% | 10%
CA | Clear Acrylic |  | NC | NC
LED Module: | Description: | Note: | 5% | 10%
10W27K | 10w 2700K |  | NC | NC
15W27K | 15w 2700K |  | NC | NC
20W27K | 20w 2700K |  | NC | NC
10W3K | 10w 3000K |  | NC | NC
15W3K | 15w 3000K |  | NC | NC
20W3K | 20w 3000K |  | NC | NC
10W4K | 10w 4000K |  | NC | NC
15W4K | 15w 4000K |  | NC | NC
20W4K | 20w 4000K |  | NC | NC
10W5K | 10w 5000K |  | NC | NC
15W5K | 15w 5000K |  | NC | NC
20W5K | 20w 5000K |  | NC | NC
Voltage: | Description: | Note: | 5% | 10%
U | 120-277v |  | NC | NC
H | 347-480v |  | 48 | 50
Distribution: | Description: | Note: | 5% | 10%
5 | Type V |  | NC | NC
Options: | Description: | Note: | 5% | 10%
N | None |  | NC | NC
PC | Button Eye Photo Control |  | 51 | 54
H | House Side Shield |  | 92 | 98
USB | Dual USB Port | 96 | 250 | 265
GFIC | GFI in-use cover, cast aluminum | 96 | 250 | 265
GFIP | GFI in-use cover, plastic | 96 | 250 | 265
Finish: | Description: | Note: | 5% | 10%
BK | Black |  | NC | NC
BZ | Bronze |  | NC | NC
DBZ | Dark Bronze |  | NC | NC
WH | White |  | NC | NC
GR | Green |  | NC | NC
SM | Silver Metallic |  | NC | NC
GY | Light Gray |  | NC | NC
TBK | Textured Black |  | NC | NC
CC | Custom Color (Consult Factory) |  | Factory | Factory
Notes:
(96) Indicate Location
LEDicated
1882 Lighting
Austin 7 Curve Bollard
LED Model: | Description: | Note: | 5% | 10%
AUS7QC1X12 | EasyLED Curve Bollard, Nautical Series Type C 12w | 1, 22 | 984 | 1045
AUS7QC1X18 | EasyLED Curve Bollard, Nautical Series Type C 18w | 1, 22 | 984 | 1045
Ballast: | Factory Installed | Note: | 5% | 10%
U | 120-277v |  | NC | NC
Color Temp: | Factory Installed | Note: | 5% | 10%
3K | 3000K |  | NC | NC
4K | 4000K |  | NC | NC
5K | 5000K |  | NC | NC
Lens: | Factory Installed | Note: | 5% | 10%
C | Clear UV-Stabilized Polycarbonate Vandal-Resistant Lens |  | NC | NC
Color: | Factory Installed | Note: | 5% | 10%
Z | Bronze |  | NC | NC
B | Black |  | NC | NC
C | Custom Paint Color | 22 | 95 | 95
Options: | Factory Installed | Note: | 5% | 10%
SF | Single Fuse (120-277v Only) |  | 29 | 30
DF | Double Fuse (120-277v Only) |  | 58 | 62
SP | 120-277VAC 10KA Surge Suppressor |  | 25 | 27
SP2 | 120-277VAC 20KA Surge Suppressor |  | 49 | 52
GF1 | Ground Fault Circuit Interrupt 15A, 120V |  | 191 | 203
Mounting Accessories: | Ships Separately, Field Installed | Note: | 5% | 10%
1882-RETROBASE | Retrofit Base Adapts New Bollards to Most Existing Bolt Patterns. Fits all Bollards. Die Cast with Powdercoat Finish, Hardware Included. 11½˝ Dia. x 1½˝ H | 1, 22 | 139 | 148
Replacement Parts: | Ships Separately, Field Installed | Note: | 5% | 10%
B9LFB | Lens Frame, Black Finish |  | 10 | 10
BOADP1 | Adapter Plate with Gaskets for Outlet Boxes. Fits Round Bollards. Die Cast with Bronze Powdercoat Finish. | 1, 22 | 19 | 20
Notes:
(1) Specify Color
(22) $150.00 Paint Set-up Fee for quantities under 5 pcs
LEDicated
1882 Lighting
Austin T51 Light Column
LED Model: | Description: | Note: | 5% | 10%
AUST51QF1X24 | Round Light Column Type F 24w | 1, 22 | 2243 | 2383
AUST51QF1X36 | Round Light Column Type F 36w | 1, 22 | 2322 | 2467
AUST51QF1X48 | Round Light Column Type F 48w | 1, 22 | 2422 | 2573
Ballast: | Factory Installed | Note: | 5% | 10%
U | 120-277v |  | NC | NC
Color Temp: | Factory Installed | Note: | 5% | 10%
3K | 3000K |  | NC | NC
4K | 4000K |  | NC | NC
5K | 5000K |  | NC | NC
Lens: | Factory Installed | Note: | 5% | 10%
L | SoftLED LumaLens Opal UV-Stabilized Polycarbonate Lens |  | NC | NC
Color: | Factory Installed | Note: | 5% | 10%
B | Black |  | NC | NC
P | Platinum |  | NC | NC
Height: | Factory Installed | Note: | 5% | 10%
12 | 12' Standard Height |  | NC | NC
60 | 60" Height |  | 65 | 65
C | Custom Height of less than 8' (Consult Factory) |  | 65 | 65
Options: | Factory Installed | Note: | 5% | 10%
SF | Single Fuse (120-277v Only) |  | 29 | 30
DF | Double Fuse (120-277v Only) |  | 58 | 62
SP | 120-277VAC 10KA Surge Suppressor |  | 25 | 27
SP2 | 120-277VAC 20KA Surge Suppressor |  | 49 | 52
LBC | Less Base Cover |  | -438 | -465
Replacement Parts: | Ships Separately, Field Installed | Note: | 5% | 10%
PBR1 | Decorative Clamshell Base Cover, 16⅝˝ Diameter, Powdercoat Finish | 1, 22 | 438 | 465
Notes:
(1) Specify Color
LEDicated
1882 Lighting
Austin T52 Light Column
LED Model: | Description: | Note: | 5% | 10%
AUST52QF1X18 | EasyLED Side Light Column Type F (Asymmetric) 18w (Single Light Engine) |  | 2510 | 2667
AUST52QF2X18 | EasyLED Side Light Column Type F (Asymmetric) 36w (Twin Light Engine) |  | 3012 | 3200
Ballast: | Factory Installed | Note: | 5% | 10%
U | 120-277v |  | NC | NC
Color Temp: | Factory Installed | Note: | 5% | 10%
3K | 3000K |  | NC | NC
4K | 4000K |  | NC | NC
5K | 5000K |  | NC | NC
Lens: | Factory Installed | Note: | 5% | 10%
C | Clear Molded UV-Stabilized Polycarbonate Lens |  | NC | NC
Color: | Factory Installed | Note: | 5% | 10%
B | Black |  | NC | NC
Height: | Factory Installed | Note: | 5% | 10%
12 | 12´ Standard Height |  | NC | NC
10 | 10´ Standard Height |  | NC | NC
8 | 8´ Standard Height |  | NC | NC
Orientation: | Factory Installed | Note: | 5% | 10%
S | Twin Light Engines on Same Side |  | NC | NC
180 | Twin Light Engines @ 180° |  | NC | NC
Options: | Factory Installed | Note: | 5% | 10%
LBC | Less Base Cover |  | -438 | -465
Replacement Parts: | Ships Separately, Field Installed | Note: | 5% | 10%
PBR1 | Decorative Clamshell Base Cover, 16⅝˝ Diameter, Powdercoat Finish |  | 438 | 465
Notes:
LEDicated
1882 Lighting
Columbia 12 Bollard
LED Model: | Description: | Note: | 5% | 10%
CLMB12Q*1X10 | CLMB12Q *(Type B, C, D, F) 10w |  | 917 | 974
CLMB12Q*1X19 | CLMB12Q *(Type B, C, D, F) 19w |  | 917 | 974
CLMB12Q*1X28 | CLMB12Q *(Type B, C, D, F) 28w |  | 917 | 974
Ballast: | Factory Installed | Note: | 5% | 10%
U | 120-277v |  | NC | NC
Color Temp: | Factory Installed | Note: | 5% | 10%
3K | 3000K |  | NC | NC
4K | 4000K |  | NC | NC
5K | 5000K |  | NC | NC
Lens: | Factory Installed | Note: | 5% | 10%
C | Clear UV-Stabilized Polycarbonate Array Lens |  | NC | NC
Color: | Factory Installed | Note: | 5% | 10%
B | Black |  | NC | NC
C | Custom Paint Color | 22 | 115 | 115
Options: | Factory Installed | Note: | 5% | 10%
SF | Single Fuse (120-277v Only) |  | 29 | 30
DF | Double Fuse (120-277v Only) |  | 58 | 62
SP | 120-277VAC 10KA Surge Suppressor |  | 25 | 27
SP2 | 120-277VAC 20KA Surge Suppressor |  | 49 | 52
GF1 | Ground Fault Circuit Interrupt 15A, 120V |  | 191 | 203
S5 | Microwave Sensor with Dimming 120-277V Only. |  | 113 | 119
BU | Battery Backup, 90 Minutes (19w, 36w, 53w Only) |  | 204 | 216
BUC | Cold Start Battery Backup, -20°C, 90 Minutes (120-277v Only) |  | 274 | 290
Mounting Accessories: | Ships Separately, Field Installed | Note: | 5% | 10%
1882-RETROBASE | Retrofit Base Adapts New Bollards to Most Existing Bolt Patterns. Fits all Bollards. Die Cast with Powdercoat Finish, Hardware Included. 11½˝ Dia. x 1½˝ H |  | 139 | 148
Accessories: | Ships Separately, Field Installed | Note: | 5% | 10%
P17126 | Remote Programming Tool for P17125 |  | 80 | 85
Replacement Parts: | Ships Separately, Field Installed | Note: | 5% | 10%
P17125 | Internal Microwave Sensor with Dimming 120-277V Only. |  | 98 | 104
BOADP1 | Adapter Plate with Gaskets for Outlet Boxes. Fits Round Bollards. Die Cast with Bronze Powdercoat Finish. |  | 19 | 20
3EBLX1055190A | Provides 90 Minutes of Backup Power (120-277v Only) |  | 192 | 204
3EBLX10T1555CPA | Cold Start Battery Backup, -20°C, 90 Minutes (120-277v Only) |  | 262 | 278
Notes:
(22) $150.00 Paint Set-up Fee for quantities under 5 pcs
LEDicated
PEMCO
Maritime 10 Light House Bollard
Ballast: | Description: | Note: | 5% | 10%
SEAF1X10 | SeaStar EasyLED Lighthouse Bollard Type F 10w |  | 1248 | 1325
SEAF1X19 | SeaStar EasyLED Lighthouse Bollard Type F 19w |  | 1252 | 1330
SEAF1X28 | SeaStar EasyLED Lighthouse Bollard Type F 28w |  | 1256 | 1334
Ballast: | Factory Installed | Note: | 5% | 10%
U | 120-277v |  | NC | NC
C | 347v (19w Only) |  | 11 | 12
Color Temp: | Factory Installed | Note: | 5% | 10%
3K | 3000K |  | NC | NC
4K | 4000K |  | NC | NC
5K | 5000K |  | NC | NC
Ballast: | Factory Installed | Note: | 5% | 10%
C | Clear Molded UV-Stabilized Polycarbonate Lens |  | NC | NC
L | SoftLED LumaLens Opal UV-Stabilized Polycarbonate Vandal-Resistant Lens |  | 64 | 67
Color: | Factory Installed | Note: | 5% | 10%
B | Black |  | NC | NC
C | Custom Paint Color | 22 | 95 | 95
Options: | Factory Installed | Note: | 5% | 10%
SF | Single Fuse (120-277v Only) |  | 29 | 30
DF | Double Fuse (120-277v Only) |  | 58 | 62
SP | 120-277VAC 10KA Surge Suppressor |  | 25 | 27
SP2 | 120-277VAC 20KA Surge Suppressor |  | 49 | 52
SPH | 347-480VAC 10KA Surge Suppressor |  | 28 | 29
BU | Battery Backup, 90 Minutes (120-277v Only) |  | 204 | 216
BUC | Cold Start Battery Backup, -20°C, 90 Minutes (120-277v Only) |  | 274 | 290
Mounting Accessories: | Ships Separately, Field Installed | Note: | 5% | 10%
BOLAN4 | Mounting Kit, includes Bracket & Three (3) 4˝ Zinc-plated Anchor Bolts |  | 19 | 20
BOLAN8 | Mounting Kit, includes Bracket & Three (3) 8˝ Zinc-plated Anchor Bolts |  | 32 | 34
BOLAN12 | Mounting Kit, includes Bracket & Three (3) 12˝ Zinc-plated Anchor Bolts |  | 46 | 49
BOLAN15 | Mounting Kit, includes Bracket & Three (3) 15˝ Zinc-plated Anchor Bolts |  | 52 | 55
PEM-BOLL-RETRO | Retrofit Base Adapts New Bollards to Most Existing Bolt Patterns. Fits all Bollards. Die Cast with Powdercoat Finish, Hardware Included. 11½˝ Dia. x 1½˝ H |  | 139 | 148
Replacement Parts: | Ships Separately, Field Installed | Note: | 5% | 10%
3EBLX1055190A | Provides 90 Minutes of Backup Power (120-277v Only) |  | 192 | 204
3EBLX10T1555CPA | Cold Start Battery Backup, -20°C, 90 Minutes (120-277v Only) |  | 262 | 278
BORBASE | Die Cast Base Plate with Powdercoat Finish Over a Chromate Conversion Coating. |  | 29 | 30
Notes:
(22) $150.00 Paint Set-up Fee for quantities under 5 pcs
LEDicated
1882 Lighting
PB1 / PB2PT Round & Square Pillar Tops
LED Model: | Description: | Note: | 5% | 10%
PB1PTQF1X16 | Round Flat Pillar Top Type F 16w | 1, 22 | 271 | 288
PB1PTQF1X23 | Round Flat Pillar Top Type F 23w | 1, 22 | 295 | 313
PB1PTQF1X34 | Round Flat Pillar Top Type F 34w | 1, 22 | 292 | 310
PB1BPTQF1X16 | Round Dome Pillar Top Type F 16w | 1, 22 | 324 | 344
PB1BPTQF1X23 | Round Dome Pillar Top Type F 23w | 1, 22 | 324 | 344
PB1BPTQF1X34 | Round Dome Pillar Top Type F 34w | 1, 22 | 339 | 360
PB2PTQF1X16 | Square Flat Pillar Top Type F 16w | 1, 22 | 271 | 288
PB2PTQF1X23 | Square Flat Pillar Top Type F 23w | 1, 22 | 295 | 313
PB2PTQF1X34 | Square Flat Pillar Top Type F 34w | 1, 22 | 292 | 310
PB2CPTQF1X16 | Square Pyramid Pillar Top Type F 16w | 1, 22 | 324 | 344
PB2CPTQF1X23 | Square Pyramid Pillar Top Type F 23w | 1, 22 | 324 | 344
PB2CPTQF1X34 | Square Pyramid Pillar Top Type F 34w | 1, 22 | 339 | 360
Ballast: | Factory Installed | Note: | 5% | 10%
U | 120-277v |  | NC | NC
C | 347v @ 23w Only |  | 11 | 12
H | 347-480v @ 34w Only |  | 11 | 12
Color Temp: | Factory Installed | Note: | 5% | 10%
3K | 3000K (Square Only) |  | NC | NC
4K | 4000K |  | NC | NC
Lens: | Factory Installed | Note: | 5% | 10%
C | Clear Polycarbonate Vandal-Resistant Lens for PB1 |  | 56 | 59
C | Clear Polycarbonate Vandal-Resistant Lens for PB2 |  | 64 | 67
L | SoftLED LumaLens Opal UV-Stabilized Polycarbonate Vandal-Resistant Lens |  | NC | NC
Color: | Factory Installed | Note: | 5% | 10%
Z | Bronze |  | NC | NC
B | Black |  | NC | NC
C | Custom Paint Color | 22 | 95 | 95
Options: | Factory Installed | Note: | 5% | 10%
SF | Single Fuse (120-277v Only) |  | 29 | 30
DF | Double Fuse (120-277v Only) |  | 58 | 62
SP | 120-277VAC 10KA Surge Suppressor |  | 25 | 27
SP2 | 120-277VAC 20KA Surge Suppressor |  | 49 | 52
SPH | 347-480VAC 10KA Surge Suppressor |  | 28 | 29
Notes:
(1) Specify Color
(22) $150.00 Paint Set-up Fee for quantities under 5 pcs
Bollard
1882 Lighting
Puerto 44 LED Bollard
LED Model: | Description: | Note: | 5% | 10%
PUT44 | Puerto 44 LED Bollard - 6" 10w, 15w, 20w |  | 1731 | 1839
PUT44 | Puerto 44 LED Bollard - 8" 30w, 40w, 50w |  | 1952 | 2074
Globe/Lens: | Description: | Note: | 5% | 10%
CA | Clear Acrylic |  | 55 | 58
FA | Frosted Acrylic |  | 82 | 87
LED Module: | Description: | Note: | 5% | 10%
10W27K | 10w 2700K |  | NC | NC
15W27K | 15w 2700K |  | NC | NC
20W27K | 20w 2700K |  | NC | NC
30W27K | 30w 2700K |  | NC | NC
40W27K | 40w 2700K |  | NC | NC
50W27K | 50w 2700K |  | NC | NC
10W3K | 10w 3000K |  | NC | NC
15W3K | 15w 3000K |  | NC | NC
20W3K | 20w 3000K |  | NC | NC
30W3K | 30w 3000K |  | NC | NC
40W3K | 40w 3000K |  | NC | NC
50W3K | 50w 3000K |  | NC | NC
10W4K | 10w 4000K |  | NC | NC
15W4K | 15w 4000K |  | NC | NC
20W4K | 20w 4000K |  | NC | NC
30W4K | 30w 4000K |  | NC | NC
40W4K | 40w 4000K |  | NC | NC
50W4K | 50w 4000K |  | NC | NC
10W5K | 10w 5000K |  | NC | NC
15W5K | 15w 5000K |  | NC | NC
20W5K | 20w 5000K |  | NC | NC
30W5K | 30w 5000K |  | NC | NC
40W5K | 40w 5000K |  | NC | NC
50W5K | 50w 5000K |  | NC | NC
Voltage: | Description: | Note: | 5% | 10%
U | 120-277v |  | NC | NC
H | 347-480v |  | 53 | 57
Distribution: | Description: | Note: | 5% | 10%
2 | Type II |  | NC | NC
3 | Type III |  | NC | NC
4 | Type IV |  | NC | NC
5 | Type V |  | NC | NC
Options: | Description: | Note: | 5% | 10%
N | None |  | NC | NC
PC | Button Eye Photo Control |  | 51 | 54
5R | 5 Rings |  | 192 | 204
USB | Dual USB Port | 96 | 273 | 290
GFIC | GFI in-use cover, cast aluminum | 96 | 273 | 290
GFIP | GFI in-use cover, plastic | 96 | 273 | 290
Finish: | Description: | Note: | 5% | 10%
BK | Black |  | NC | NC
BZ | Bronze |  | NC | NC
DBZ | Dark Bronze |  | NC | NC
WH | White |  | NC | NC
GR | Green |  | NC | NC
SM | Silver Metallic |  | NC | NC
GY | Light Gray |  | NC | NC
TBK | Textured Black |  | NC | NC
CC | Custom Color (Consult Factory) |  | Factory | Factory
Notes:
(96) Indicate Location
LEDicated
1882 Lighting
Stratus Bollard
LED Model: | Description: | Note: | 5% | 10%
STRB1Q*1X22 | STRB1Q *(Type C, F) 22w |  | 370 | 389
STRB1Q*1X37 | STRB1Q *(Type C, F) 37w |  | 381 | 401
STRB2Q*2X22 | STRB2Q *(Type C, F) 44w |  | 625 | 657
STRB2Q*2X37 | STRB2Q *(Type C, F) 74w |  | 648 | 681
Ballast: | Factory Installed | Note: | 5% | 10%
U | 120-277v |  | NC | NC
H | 347-480v @ 37w, 74w Only |  | 11 | 12
Color Temp: | Factory Installed | Note: | 5% | 10%
3K | 3000K (37w, 74w Type F Only) |  | NC | NC
4K | 4000K |  | NC | NC
5K | 5000K |  | NC | NC
Lens: | Factory Installed | Note: | 5% | 10%
C | Standard Clear Flat Glass Lens |  | NC | NC
S | SoftLED Flat Glass Lens | 21 | 30 | 31
Color: | Factory Installed | Note: | 5% | 10%
Z | Bronze |  | NC | NC
C | Custom Paint Color | 22 | 95 | 95
Height: | Factory Installed | Note: | 5% | 10%
Leave Blank | 48" Standard Height |  | NC | NC
36 | 36" Height |  | 65 | 65
30 | 30" Height |  | 65 | 65
Options: | Factory Installed | Note: | 5% | 10%
SF | Single Fuse (120-277v Only) |  | 29 | 30
DF | Double Fuse (120-277v Only) |  | 58 | 62
SP | 120-277VAC 10KA Surge Suppressor |  | 25 | 27
SP2 | 120-277VAC 20KA Surge Suppressor |  | 49 | 52
SPH | 347-480VAC 10KA Surge Suppressor |  | 28 | 29
GF1 | Ground Fault Circuit Interrupt 15A, 120V |  | 191 | 203
S5 | Microwave Sensor with Dimming 120-277V Only. |  | 113 | 119
Mounting Accessories: | Ships Separately, Field Installed | Note: | 5% | 10%
1882-RETROBASE | Retrofit Base Adapts New Bollards to Most Existing Bolt Patterns. Fits all Bollards. Die Cast with Powdercoat Finish, Hardware Included. 11½˝ Dia. x 1½˝ H |  | 139 | 148
Accessories: | Ships Separately, Field Installed | Note: | 5% | 10%
P17126 | Remote Programming Tool for P17125 |  | 80 | 85
Replacement Parts: | Ships Separately, Field Installed | Note: | 5% | 10%
KH15GL | Standard Clear Flat Glass Lens |  | 30 | 32
KH15GLSS | SoftLED Flat Glass Lens | 21 | 18 | 19
P17125 | Internal Microwave Sensor with Dimming 120-277V Only. |  | 98 | 104
Notes:
(21) For "F" Option Only
(22) $150.00 Paint Set-up Fee for quantities under 5 pcs
LEDicated
1882 Lighting
Voyager Tall Bollard Light Column
LED Model: | Description: | Note: | 5% | 10%
VOYRTB20QF1X12 | EasyLED Voyager Round Light Column Type F 12w |  | 2239 | 2377
VOYSTB20QF1X12 | EasyLED Voyager Square Light Column Type F 12w |  | 2376 | 2519
VOYRTB20QF1X17 | EasyLED Voyager Round Light Column Type F 17w |  | 2239 | 2375
VOYSTB20QF1X17 | EasyLED Voyager Square Light Column Type F 17w |  | 2376 | 2519
VOYRTB20QF1X25 | EasyLED Voyager Round Light Column Type F 25w |  | 2239 | 2375
VOYSTB20QF1X25 | EasyLED Voyager Square Light Column Type F 25w |  | 2376 | 2519
Ballast: | Factory Installed | Note: | 5% | 10%
U | 120-277v |  | NC | NC
C | 347v @ 17w Only |  | 11 | 12
Color Temp: | Factory Installed | Note: | 5% | 10%
3K | 3000K |  | NC | NC
4K | 4000K |  | NC | NC
5K | 5000K |  | NC | NC
Lens: | Factory Installed | Note: | 5% | 10%
L | SoftLED LumaLens Opal UV-Stabilized Polycarbonate Array Lens |  | NC | NC
Color: | Factory Installed | Note: | 5% | 10%
B | Black |  | NC | NC
Height: | Factory Installed | Note: | 5% | 10%
12 | 12´ Standard Height |  | NC | NC
10 | 10´ Height |  | 65 | 65
8 | 8´ Height |  | 65 | 65
C | Custom (Consult Factory) |  | 65 | 65
Base Cover: | Factory Installed | Note: | 5% | 10%
RBC | Round Base Cover |  | NC | NC
SBC | Square Base Cover |  | NC | NC
Options: | Factory Installed | Note: | 5% | 10%
LRBC | Less Round Base Cover |  | -438 | -465
LSBC | Less Square Base Cover |  | -448 | -475
Replacement Parts: | Ships Separately, Field Installed | Note: | 5% | 10%
PBR1 | Decorative Clamshell Base Cover, 16⅝˝ Diameter, Powdercoat Finish |  | 438 | 465
PBS1 | Decorative Clamshell Base Cover, 12⅝˝ Square, Powdercoat Finish |  | 448 | 475
Notes:
LEDicated
1882 Lighting
Voyager 20B Round or Square Bollard
LED Model: | Description: | Note: | 5% | 10%
VOYRB20QF1X12 | EasyLED Voyager Round Bollard Type F 12w | 1, 22 | 520 | 553
VOYSB20QF1X12 | EasyLED Voyager Square Bollard Type F 12w | 1, 22 | 615 | 653
VOYRB20QF1X17 | EasyLED Voyager Round Bollard Type F 17w | 1, 22 | 520 | 553
VOYSB20QF1X17 | EasyLED Voyager Square Bollard Type F 17w | 1, 22 | 615 | 653
VOYRB20QF1X25 | EasyLED Voyager Round Bollard Type F 25w | 1, 22 | 520 | 553
VOYSB20QF1X25 | EasyLED Voyager Square Bollard Type F 25w | 1, 22 | 615 | 653
Ballast: | Factory Installed | Note: | 5% | 10%
U | 120-277v |  | NC | NC
C | 347v @ 17w Only |  | 64 | 68
Color Temp: | Factory Installed | Note: | 5% | 10%
3K | 3000K |  | NC | NC
4K | 4000K |  | NC | NC
5K | 5000K |  | NC | NC
Lens: | Factory Installed | Note: | 5% | 10%
L | SoftLED LumaLens Opal UV-Stabilized Polycarbonate Array Lens |  | NC | NC
Color: | Factory Installed | Note: | 5% | 10%
Z | Bronze |  | NC | NC
B | Black |  | NC | NC
C | Custom Paint Color | 22 | 85 | 85
Height: | Factory Installed | Note: | 5% | 10%
(Leave Blank) | 42" Standard Height |  | NC | NC
36 | 36" Height |  | 65 | 65
30 | 30" Height |  | 65 | 65
Options: | Factory Installed | Note: | 5% | 10%
GF1 | Ground Fault Circuit Interrupt 15A, 120V |  | 191 | 203
S5 | Microwave Sensor with Dimming 120-277V Only. |  | 113 | 119
Mounting Accessories: | Ships Separately, Field Installed | Note: | 5% | 10%
1882-RETROBASE | Retrofit Base Adapts New Bollards to Most Existing Bolt Patterns. Fits all Bollards. Die Cast with Powdercoat Finish, Hardware Included. 11½˝ Dia. x 1½˝ H | 1, 22 | 139 | 148
Accessories: | Ships Separately, Field Installed | Note: | 5% | 10%
P17126 | Remote Programming Tool for P17125 |  | 80 | 85
Replacement Parts: | Ships Separately, Field Installed | Note: | 5% | 10%
P17125 | Internal Microwave Sensor with Dimming 120-277V Only. |  | 98 | 104
BOADP1 | Adapter Plate with Gaskets for Outlet Boxes. Fits Round Bollards. Die Cast with Bronze Powdercoat Finish. |  | 19 | 20
Notes:
(1) Specify Color
(22) $150.00 Paint Set-up Fee for quantities under 5 pcs
1882 Price Guide
Bollard Products
Effective March 21, 2023
150 PEMCO Way Wilmington, DE 19804
302-892-9000
https://1882lighting.com/
Prices Subject to Change without Notice

## Pole Products
PEMCO
8 ‘ - 16’ Round Straight Direct Burial
Refer to Specification Pages for exact combinations of height, diameter and wall thickness
Pole Model: | Description: | Note: | 5% | 10%
308MS125 | 3” Straight 8' Direct Burial Smooth 0.125 Wall Size |  | 522 | 554
310MS125 | 3” Straight 10' Direct Burial Smooth 0.125 Wall Size |  | 564 | 599
312MS125 | 3” Straight 12' Direct Burial Smooth 0.125 Wall Size |  | 619 | 658
408MS125 | 4” Straight 8' Direct Burial Smooth 0.125 Wall Size |  | 708 | 752
410MS125 | 4” Straight 10' Direct Burial Smooth 0.125 Wall Size |  | 752 | 799
412MS125 | 4” Straight 12' Direct Burial Smooth 0.125 Wall Size |  | 804 | 854
414MS125 | 4” Straight 14' Direct Burial Smooth 0.125 Wall Size |  | 856 | 909
510MS125 | 5” Straight 10' Direct Burial Smooth 0.125 Wall Size |  | 1079 | 1147
512MS125 | 5” Straight 12' Direct Burial Smooth 0.125 Wall Size |  | 1131 | 1202
514MS125 | 5” Straight 14' Direct Burial Smooth 0.125 Wall Size |  | 1183 | 1257
516MS125 | 5” Straight 16' Direct Burial Smooth 0.125 Wall Size |  | 1236 | 1313
Wall Size: | Description: | Note: | 5% | 10%
188 | 0.188 |  | 129 | 129
Tenon: | Description: | Note: | 5% | 10%
N | None |  | NC | NC
T300 | 2-7/8” OD x 3” tall |  | NC | NC
T355 | 2-7/8” OD x 5.5” tal |  | NC | NC
CAP | Removable Cap, No Tenon |  | 23 | 23
Accessories (Adder) | Description: | Note: | 5% | 10%
N | None |  | NC | NC
GFIC | GFI in-use cover, cast aluminum | 96 | 197 | 209
GFIP | GFI in-use cover, plastic | 96 | 197 | 209
USB | Dual USB Port | 96 | 197 | 209
HH | Handhole |  | NC | NC
ARD | Anti-Rotation Device |  | NC | NC
Finish - Standard: | Description: | Note: | 5% | 10%
BK | Black |  | NC | NC
BZ | Bronze |  | NC | NC
DBZ | Dark Bronze |  | NC | NC
WH | White |  | NC | NC
GR | Green |  | NC | NC
SM | Silver Metallic |  | NC | NC
GY | Light Gray |  | NC | NC
TBK | Textured Black |  | NC | NC
Finish - Premium: | Description: | Note: | 5% | 10%
SB | Satin Brushed |  | NC | NC
VP | Verde Patina |  | Factory | Factory
SS | Silver Sparkle |  | Factory | Factory
PP | Pewter Patina |  | Factory | Factory
CC | Custom Color (Consult Factory) |  | Factory | Factory
Notes:
(96) Indicate Location
PEMCO
8 ‘ - 18’ Round Tapered Smooth Anchor Base
Refer to Specification Pages for exact combinations of height, diameter and wall thickness
Pole Model: | Description: | Note: | 5% | 10%
4308AS125 | 4”-3” Tapered 8' Anchor Base Smooth 0.125 Wall Size |  | 1016 | 1079
4310AS125 | 4”-3” Tapered 10' Anchor Base Smooth 0.125 Wall Size |  | 1048 | 1113
4312AS125 | 4”-3” Tapered 12' Anchor Base Smooth 0.125 Wall Size |  | 1130 | 1200
4314AS125 | 4”-3” Tapered 14' Anchor Base Smooth 0.125 Wall Size |  | 1191 | 1265
4316AS125 | 4”-3” Tapered 16' Anchor Base Smooth 0.125 Wall Size |  | 1372 | 1458
4318AS125 | 4”-3” Tapered 18' Anchor Base Smooth 0.125 Wall Size |  | 1425 | 1514
5310AS125 | 5”-3” Tapered 10' Anchor Base Smooth 0.125 Wall Size |  | 1048 | 1113
5312AS125 | 5”-3” Tapered 12' Anchor Base Smooth 0.125 Wall Size |  | 1130 | 1200
5314AS125 | 5”-3” Tapered 14' Anchor Base Smooth 0.125 Wall Size |  | 1191 | 1265
5316AS125 | 5”-3” Tapered 16' Anchor Base Smooth 0.125 Wall Size |  | 1372 | 1458
5318AS125 | 5”-3” Tapered 18' Anchor Base Smooth 0.125 Wall Size |  | 1425 | 1514
Wall Size: | Description: | Note: | 5% | 10%
156 | 0.156 |  | Factory | Factory
188 | 0.188 |  | 87 | 87
Tenon: | Description: | Note: | 5% | 10%
N | None |  | NC | NC
T300 | 2-7/8” OD x 3” tall |  | NC | NC
T355 | 2-7/8” OD x 5.5” tal |  | NC | NC
CAP | Removable Cap, No Tenon |  | 23 | 23
Accessories (Adder) | Description: | Note: | 5% | 10%
N | None |  | NC | NC
GFIC | GFI in-use cover, cast aluminum | 96 | 197 | 209
GFIP | GFI in-use cover, plastic | 96 | 197 | 209
USB | Dual USB Port | 96 | 197 | 209
SBC2 | Split Spun Base Cover | 24 | 105 | 112
Finish - Standard: | Description: | Note: | 5% | 10%
BK | Black |  | NC | NC
BZ | Bronze |  | NC | NC
DBZ | Dark Bronze |  | NC | NC
WH | White |  | NC | NC
GR | Green |  | NC | NC
SM | Silver Metallic |  | NC | NC
GY | Light Gray |  | NC | NC
TBK | Textured Black |  | NC | NC
Finish - Premium: | Description: | Note: | 5% | 10%
SB | Satin Brushed |  | NC | NC
VP | Verde Patina |  | Factory | Factory
SS | Silver Sparkle |  | Factory | Factory
PP | Pewter Patina |  | Factory | Factory
CC | Custom Color (Consult Factory) |  | Factory | Factory
Anchor Bolts: | Description: | Note: | 5% | 10%
(Blank) | Leave blank if you need anchor bolts |  | NC | NC
LAB | Less Anchor Bolts Customer supplies own anchor bolts | 25 | -30 | -32
Notes:
(24) Must use this option with GFI
(25) Customer is responsible for specifications of their own anchor bolts. Pemco does not assume any product warranty liability.
(96) Indicate Location
PEMCO
8 ‘ - 20’ Round Straight Smooth Anchor Base
Refer to Specification Pages for exact combinations of height, diameter and wall thickness
Pole Model: | Description: | Note: | 5% | 10%
408A*125 | 4” straight 8' Anchor Base *(Smooth or Fluted) 0.125 Wall Size | 94 | 706 | 750
410A*125 | 4” straight 10' Anchor Base *(Smooth or Fluted) 0.125 Wall Size | 94 | 735 | 780
412A*125 | 4” straight 12' Anchor Base *(Smooth or Fluted) 0.125 Wall Size | 94 | 808 | 858
414A*125 | 4” straight 14' Anchor Base *(Smooth or Fluted) 0.125 Wall Size | 94 | 863 | 917
416A*125 | 4” straight 16' Anchor Base *(Smooth or Fluted) 0.125 Wall Size | 94 | 1025 | 1089
418A*125 | 4” straight 18' Anchor Base *(Smooth or Fluted) 0.125 Wall Size | 94 | 1072 | 1139
420A*125 | 4” straight 20' Anchor Base *(Smooth or Fluted) 0.125 Wall Size |  | Factory | Factory
510A*125 | 5” straight 10' Anchor Base *(Smooth or Fluted) 0.125 Wall Size | 94 | 735 | 780
512A*125 | 5” straight 12' Anchor Base *(Smooth or Fluted) 0.125 Wall Size | 94 | 808 | 858
514A*125 | 5” straight 14' Anchor Base *(Smooth or Fluted) 0.125 Wall Size | 94 | 863 | 917
516A*125 | 5” straight 16' Anchor Base *(Smooth or Fluted) 0.125 Wall Size | 94 | 1025 | 1089
518A*125 | 5” straight 18' Anchor Base *(Smooth or Fluted) 0.125 Wall Size | 94 | 1072 | 1139
520A*125 | 5” straight 20' Anchor Base *(Smooth or Fluted) 0.125 Wall Size |  | Factory | Factory
*Type: | Description: | Note: | 5% | 10%
S | Smooth | 94 | NC | NC
F | Fluted | 94 | NC | NC
Wall Size: | Description: | Note: | 5% | 10%
156 | 0.156 |  | Factory | Factory
188 | 0.188 |  | 73 | 73
125F | 0.125 Wall Fluted |  | 96 | 96
188F | 0.188 Wall Fluted |  | 143 | 143
Tenon: | Description: | Note: | 5% | 10%
N | None |  | NC | NC
T300 | 2-7/8” OD x 3” tall | 94 | NC | NC
T355 | 2-7/8” OD x 5.5” tal |  | NC | NC
CAP | Removable Cap, No Tenon |  | 23 | 23
Accessories (Adder) | Description: | Note: | 5% | 10%
N | None | 94 | NC | NC
GFIC | GFI in-use cover, cast aluminum | 96 | 197 | 209
GFIP | GFI in-use cover, plastic | 96 | 197 | 209
USB | Dual USB Port | 96 | 197 | 209
SBC2 | Split Spun Base Cover | 24 | 105 | 112
Finish - Standard: | Description: | Note: | 5% | 10%
BK | Black | 94 | NC | NC
BZ | Bronze | 94 | NC | NC
DBZ | Dark Bronze | 94 | NC | NC
WH | White | 94 | NC | NC
GR | Green | 94 | NC | NC
SM | Silver Metallic | 94 | NC | NC
GY | Light Gray | 94 | NC | NC
TBK | Textured Black | 94 | NC | NC
Finish - Premium: | Description: | Note: | 5% | 10%
SB | Satin Brushed |  | NC | NC
VP | Verde Patina |  | Factory | Factory
SS | Silver Sparkle |  | Factory | Factory
PP | Pewter Patina |  | Factory | Factory
CC | Custom Color (Consult Factory) |  | Factory | Factory
Anchor Bolts: | Description: | Note: | 5% | 10%
(Blank) | Leave blank if you need anchor bolts |  | NC | NC
LAB | Less Anchor Bolts Customer supplies own anchor bolts | 25 | -30 | -32
Notes:
(24) Must use this option with GFI
(25) Customer is responsible for specifications of their own anchor bolts. Pemco does not assume any product warranty liability.
(94) Quick Ship
(96) Indicate Location
1882 Lighting
PARF & PARS 4” Round Fluted Aluminum Extruded Poles
Pole Model: | Description: | Note: | 5% | 10%
PARF416AB | 16' Anchor Base Pole w/4" Base Cover, 3/4" Anchor Bolts |  | 791 | 840
PARF422DB | 22' Direct Burial Pole |  | 646 | 687
PARS420AB | 20’ Anchor Base Pole |  | 889 | 944
Color: | Factory Installed | Note: | 5% | 10%
B | Black |  | NC | NC
Pole Top Mounting: | Factory Installed | Note: | 5% | 10%
D1 | Drilled 1 Side w/plugs | 81 | NC | NC
D2 | Drilled 2 sides @ 180 w/plugs |  | NC | NC
D3 | Drilled 3 Sides @ 90 w/plugs |  | NC | NC
D4 | Drilled 4 sides w/plugs |  | NC | NC
P2 | 2-3/8" Single Round Vertical Tenon (P2), 2-3/8" x 4" |  | 89 | 94
P3 | 2-7/8" Single Round Vertical Tenon (P3), 2-7/8" x 3" |  | 91 | 96
N | No Pole Top Mounting |  | NC | NC
Drill Template: | Factory Installed | Note: | 5% | 10%
blank | Poles with P2 or P3 Tenon |  | NC | NC
S | Standard Arm/Accessories |  | NC | NC
D | Small Kitty Hawk Arm KH25, KH20 |  | NC | NC
E | Large Kitty Hawk Arm KH45 |  | NC | NC
C | Custom (Specify) |  | NC | NC
N | No Template |  | NC | NC
CUT | Pole Cutting Fee |  | 65 | 65
Options: | Factory Installed | Note: | 5% | 10%
LAB | Less Anchor Bolts | 82 | -59 | -63
LBC | Less Base Cover | 83 | -77 | -82
Clamshell Bases: | Ships Separately, Field Installed | Note: | 5% | 10%
PBR1 | Die Cast Aluminum, Stainless Steel Hardware, Include Inserts for use on 5" Round Poles |  | 438 | 465
PBS1 | Die Cast Aluminum, Stainless Steel Hardware, Include Inserts for use on 5" Square Poles |  | 448 | 475
Clamshell Base Color: | Factory Installed | Note: | 5% | 10%
B | Black |  | NC | NC
P | Platinum | 84 | NC | NC
Z | Bronze |  | NC | NC
C | Custom Paint Color |  | 30 | 30
Mounting Options: | Ships Separately, Field Installed | Note: | 5% | 10%
PTSB1SZ | Single Spoke Bracket, Bronze |  | 179 | 190
PTSB290SZ | Twin Spoke Bracket, 90° Arms, Bronze |  | 278 | 295
PTSB2180SZ | Twin Spoke Bracket, 180° Arms, Bronze |  | 278 | 295
PTSB390SZ | Triple Spoke Bracket, 90° Arms, Bronze | 4 | 413 | 439
PTSB3120SZ | Triple Spoke Bracket, 120° Arms, Bronze | 4 | 412 | 438
PTSB490SZ | Quad Spoke Bracket, 90° Arms, Bronze | 4 | 503 | 534
PSRA42B | 2-3/8" Single Round Vertical Tenon (P2), Black |  | 77 | 82
PSRA43B | 2-7/8" Single Round Vertical Tenon (P3), Black |  | 79 | 84
PSRTN | Retrofit Tenon Adaptor for 2-3/8" Tenons, Die Cast with Powdercoat Finish, Hardware Included. |  | 36 | 38
PTASUNVZ | Pole Tenon Adaptor, Bronze |  | 65 | 69
PADAB | Dual Head Decorative Pole Arm, Aluminum with Black Powdercoat Finish, Fits 3″ Tenon, Includes Stainless Steel Hardware. Accepts 3″ Diameter Fitters. 13″ High x 43″ Overall Width |  | 197 | 209
PWASAB | Single Decorative Wall Mount Bracket, Aluminum with Black Powdercoat Finish, Includes Stainless Steel Hardware. Accepts 3″ Diameter Fitters. 10″ High x 15″ Overall Length |  | 91 | 97
PRSWMBZ | Wall Mount Bracket, Bronze |  | 43 | 45
PRSWMB90Z | Wall Mount 90° Bracket, Bronze |  | 69 | 73
Replacement Parts: | Ships Separately, Field Installed | Note: | 5% | 10%
PRA4CVB | Square Formed Two-Piece Aluminum Base Cover for 4″ Diameter Poles, Black Powdercoat Finish, Includes Stainless Steel Hardware. 10¾″ x 11″ x 4″ High |  | 77 | 82
PB24A4B | Two-Piece Decorative Wrap-Around Die Cast Aluminum Base, 24″ High x 12″ Diameter, Black Powdercoat Finish, Includes Stainless Steel Hardware |  | 497 | 528
PAB58X18 | Anchor Bolts for 4" Fluted Poles, Set of 4 |  | 59 | 63
Notes:
(4) Special order item. Contact Sales or Customer Service Representative
(81) Side Drilled poles include UV-stabilized polycarbonate pole cap.
(82) All poles include anchor bolts standard, consult dimension table for size based on pole dimensions.
(83) All poles include square 2-piece bronze base cover
(84) Platinum (PBR1 Only)
1882 Lighting
PSRA 5" Round Straight Aluminum Poles
Pole Model: | Description: | Note: | 5% | 10%
PSRA2555 | Straight Round Aluminum Pole 25ft 5in 5mm w/5" Base Cover 1" Anchor Bolts |  | 1057 | 1123
Color: | Factory Installed | Note: | 5% | 10%
B | Black |  | NC | NC
Pole Top Mounting: | Factory Installed | Note: | 5% | 10%
D | Drilled for Tenon (Tenon Not Included) | 81 | NC | NC
D1 | Drilled 1 Side w/plugs | 81 | NC | NC
D2 | Drilled 2 sides @ 180 w/plugs |  | NC | NC
D3 | Drilled 3 Sides @ 90 w/plugs |  | NC | NC
D4 | Drilled 4 sides w/plugs |  | NC | NC
P2 | 2-3/8" Single Round Vertical Tenon (P2), 2-3/8" x 4" |  | 89 | 94
P3 | 2-7/8" Single Round Vertical Tenon (P3), 2-7/8" x 3" |  | 91 | 96
N | No Pole Top Mounting |  | NC | NC
Drill Template: | Factory Installed | Note: | 5% | 10%
blank | Poles with P2 or P3 Tenon |  | NC | NC
S | Standard Arm/Accessories |  | NC | NC
D | Small Kitty Hawk Arm KH25, KH20 |  | NC | NC
E | Large Kitty Hawk Arm KH45 |  | NC | NC
C | Custom (Specify) |  | NC | NC
N | No Template |  | NC | NC
CUT | Pole Cutting Fee |  | 65 | 65
Options: | Factory Installed | Note: | 5% | 10%
LAB | Less Anchor Bolts | 82 | -93 | -99
LBC | Less Base Cover | 83 | -79 | -84
Clamshell Bases: | Ships Separately, Field Installed | Note: | 5% | 10%
PBR1 | Die Cast Aluminum, Stainless Steel Hardware, Include Inserts for use on 5" Round Poles |  | 438 | 465
PBS1 | Die Cast Aluminum, Stainless Steel Hardware, Include Inserts for use on 5" Square Poles |  | 448 | 475
Clamshell Base Color: | Factory Installed | Note: | 5% | 10%
B | Black |  | NC | NC
P | Platinum | 84 | NC | NC
Z | Bronze |  | NC | NC
C | Custom Paint Color |  | 30 | 30
Mounting Options: | Ships Separately, Field Installed | Note: | 5% | 10%
PTSB1SZ | Single Spoke Bracket, Bronze |  | 179 | 190
PTSB290SZ | Twin Spoke Bracket, 90° Arms, Bronze |  | 278 | 295
PTSB2180SZ | Twin Spoke Bracket, 180° Arms, Bronze |  | 278 | 295
PTSB390SZ | Triple Spoke Bracket, 90° Arms, Bronze | 4 | 413 | 439
PTSB3120SZ | Triple Spoke Bracket, 120° Arms, Bronze | 4 | 412 | 438
PTSB490SZ | Quad Spoke Bracket, 90° Arms, Bronze | 4 | 503 | 534
PSRA52B | 2-3/8" Single Round Vertical Tenon (P2), Black |  | 85 | 90
PSRA53B | 2-7/8" Single Round Vertical Tenon (P3), Black |  | 91 | 97
PSRTN | Retrofit Tenon Adaptor for 2-3/8" Tenons, Die Cast with Powdercoat Finish, Hardware Included. |  | 36 | 38
PTASUNVZ | Pole Tenon Adaptor, Bronze |  | 65 | 69
PRSWMBZ | Wall Mount Bracket, Bronze |  | 43 | 45
PRSWMB90Z | Wall Mount 90° Bracket, Bronze |  | 69 | 73
Replacement Parts: | Ships Separately, Field Installed | Note: | 5% | 10%
PRA5CVB | Base Cover for 5" Pole, Black |  | 79 | 84
PAB34X30 | M20 x 27-1/2" Anchor Bolts, Set of 4 |  | 93 | 99
Notes:
(4) Special order item. Contact Sales or Customer Service Representative
(81) Side Drilled poles include UV-stabilized polycarbonate pole cap.
(82) All poles include anchor bolts standard, consult dimension table for size based on pole dimensions.
(83) All poles include square 2-piece bronze base cover
(84) Platinum (PBR1 Only)
1882 Lighting
DLP014 Decorative Pole
Pole Model: | Description: | Note: | 5% | 10%
DLP01448F125 | DLP014 4" 8' Fluted Wall Size: 0.125" |  | 1323 | 1405
DLP014410F125 | DLP014 4" 10' Fluted Wall Size: 0.125" |  | 1369 | 1454
DLP014412F125 | DLP014 4" 12' Fluted Wall Size: 0.125" |  | 1420 | 1509
DLP014414F125 | DLP014 4" 14' Fluted Wall Size: 0.125" |  | 1468 | 1559
DLP01448S125 | DLP014 4" 8' Smooth Wall Size: 0.125" |  | 1323 | 1405
V014410S125 | DLP014 4" 10' Smooth Wall Size: 0.125" |  | 1369 | 1454
DLP014412S125 | DLP014 4" 12' Smooth Wall Size: 0.125" |  | 1420 | 1509
DLP014414S125 | DLP014 4" 14' Smooth Wall Size: 0.125" |  | 1468 | 1559
DLP0144X310S125 | DLP014 4"x3" 10' Tapered Smooth Wall Size: 0.125" |  | 1410 | 1498
DLP0144X312S125 | DLP014 4"x3" 12' Tapered Smooth Wall Size: 0.125" |  | 1452 | 1543
DLP0144X314S125 | DLP014 4"x3" 14' Tapered Smooth Wall Size: 0.125" |  | 1493 | 1587
Wall Size: | Factory Installed | Note: | 5% | 10%
188 | 0.188 |  | 79 | 84
Tenon: | Factory Installed | Note: | 5% | 10%
N | None |  | NC | NC
T300 | 2-7/8” OD x 3” tall |  | NC | NC
T355 | 2-7/8” OD x 5.5” tall |  | NC | NC
SLV | Male sleeve welded to pole |  | 146 | 155
CAP | Removable cap, no tenon |  | 24 | 25
PF1 | Decorative Finial |  | 63 | 67
PF2 | Decorative Finial |  | 63 | 67
PF3 | Decorative Finial |  | 63 | 67
PF4 | Decorative Finial |  | 63 | 67
PF6 | Decorative Finial |  | 63 | 67
PF7 | Decorative Finial |  | 63 | 67
PF8 | Decorative Finial |  | 63 | 67
PF9 | Decorative Finial |  | 63 | 67
PF11 | Decorative Finial |  | 63 | 67
Accessories: | Factory Installed | Note: | 5% | 10%
N | None |  | NC | NC
GFIC | GFI in-use cover, cast aluminum | 96 | 197 | 209
GFIP | GFI in-use cover, plastic | 96 | 197 | 209
USB | Dual USB Port | 96 | 193 | 205
DBS | Direct Burial Shaft |  | Factory | Factory
Finish: | Description: | Note: | 5% | 10%
BK | Black |  | NC | NC
BZ | Bronze |  | NC | NC
DBZ | Dark Bronze |  | NC | NC
WH | White |  | NC | NC
GR | Green |  | NC | NC
SM | Silver Metallic |  | NC | NC
GY | Light Gray |  | NC | NC
TBK | Textured Black |  | NC | NC
CC | Custom Color (Consult Factory) |  | Factory | Factory
Anchor Bolts: | Description: | Note: | 5% | 10%
(Leave Blank) | Leave blank if you need anchor bolts |  | NC | NC
LAB | Less Anchor Bolts - Customer supplies own anchor bolts | 25 | -30 | -32
Notes:
(25) Customer is responsible for specifications of their own anchor bolts. Pemco does not assume any product warranty liability.
(96) Indicate Location
(99) No Tenon Required
1882 Lighting
DLP015 Decorative Pole
Pole Model: | Description: | Note: | 5% | 10%
DLP01548F125 | DLP015 4" 8' Fluted Wall Size: 0.125" |  | 1323 | 1405
DLP015410F125 | DLP015 4" 10' Fluted Wall Size: 0.125" |  | 1369 | 1454
DLP015412F125 | DLP015 4" 12' Fluted Wall Size: 0.125" |  | 1420 | 1509
DLP015414F125 | DLP015 4" 14' Fluted Wall Size: 0.125" |  | 1468 | 1559
DLP0154116F125 | DLP015 4" 16' Fluted Wall Size: 0.125" |  | 2042 | 2169
DLP01548S125 | DLP015 4" 8' Smooth Wall Size: 0.125" |  | 1323 | 1405
DLP015410S125 | DLP015 4" 10' Smooth Wall Size: 0.125" |  | 1369 | 1454
DLP015412S125 | DLP015 4" 12' Smooth Wall Size: 0.125" |  | 1420 | 1509
DLP015414S125 | DLP015 4" 14' Smooth Wall Size: 0.125" |  | 1468 | 1559
DLP015416S125 | DLP015 4" 16' Smooth Wall Size: 0.125" |  | 2042 | 2169
DLP01558F188 | DLP015 5" 8' Fluted Wall Size: 0.188" |  | 1623 | 1724
DLP015510F188 | DLP015 5" 10' Fluted Wall Size: 0.188" |  | 1678 | 1783
DLP015512F188 | DLP015 5" 12' Fluted Wall Size: 0.188" |  | 1735 | 1843
DLP015514F188 | DLP015 5" 14' Fluted Wall Size: 0.188" |  | 1790 | 1902
DLP015516F188 | DLP015 5" 16' Fluted Wall Size: 0.188" |  | 1848 | 1963
DLP01558S188 | DLP015 5" 8' Smooth Wall Size: 0.188" |  | 1623 | 1724
DLP015510S188 | DLP015 5" 10' Smooth Wall Size: 0.188" |  | 1678 | 1783
DLP015512S188 | DLP015 5" 12' Smooth Wall Size: 0.188" |  | 1735 | 1843
DLP015514S188 | DLP015 5" 14' Smooth Wall Size: 0.188" |  | 1790 | 1902
DLP015516S188 | DLP015 5" 16' Smooth Wall Size: 0.188" |  | 1848 | 1963
DLP0154X310S125 | DLP015 4"x3" 10' Tapered Smooth Wall Size: 0.125" |  | 1410 | 1498
DLP0154X312S125 | DLP015 4"x3" 12' Tapered Smooth Wall Size: 0.125" |  | 1452 | 1543
DLP0154X314S125 | DLP015 4"x3" 14' Tapered Smooth Wall Size: 0.125" |  | 1493 | 1587
DLP0154X316S125 | DLP015 4"x3" 16' Tapered Smooth Wall Size: 0.125" |  | 1536 | 1632
DLP0155X310S188 | DLP015 5"x3" 10' Tapered Smooth Wall Size: 0.188" |  | 1712 | 1819
DLP0155X312S188 | DLP015 5"x3" 12' Tapered Smooth Wall Size: 0.188" |  | 1789 | 1900
DLP0155X314S188 | DLP015 5"x3" 14' Tapered Smooth Wall Size: 0.188" |  | 1873 | 1990
DLP0155X316S188 | DLP015 5"x3" 16' Tapered Smooth Wall Size: 0.188" |  | 1916 | 2035
Wall Size: | Factory Installed | Note: | 5% | 10%
188 | 0.188 |  | 79 | 84
Tenon: | Description: | Note: | 5% | 10%
N | None |  | NC | NC
T300 | 2-7/8” OD x 3” tall |  | NC | NC
T355 | 2-7/8” OD x 5.5” tall |  | NC | NC
SLV | Male Sleeve Welded to Pole |  | 146 | 155
CAP | Removable Cap, No Tenon |  | 24 | 25
PF1 | Decorative Finial |  | 63 | 67
PF2 | Decorative Finial |  | 63 | 67
PF3 | Decorative Finial |  | 63 | 67
PF4 | Decorative Finial |  | 63 | 67
PF6 | Decorative Finial |  | 63 | 67
PF7 | Decorative Finial |  | 63 | 67
PF8 | Decorative Finial |  | 63 | 67
PF9 | Decorative Finial |  | 63 | 67
PF11 | Decorative Finial |  | 63 | 67
Accessories: | Factory Installed | Note: | 5% | 10%
N | None |  | NC | NC
GFIC | GFI in-use cover, cast aluminum | 96 | 197 | 209
GFIP | GFI in-use cover, plastic | 96 | 197 | 209
USB | Dual USB Port | 96 | 197 | 209
DBS | Direct Burial Shaft |  | Factory | Factory
Finish: | Description: | Note: | 5% | 10%
BK | Black |  | NC | NC
BZ | Bronze |  | NC | NC
DBZ | Dark Bronze |  | NC | NC
WH | White |  | NC | NC
GR | Green |  | NC | NC
SM | Silver Metallic |  | NC | NC
GY | Light Gray |  | NC | NC
TBK | Textured Black |  | NC | NC
CC | Custom Color (Consult Factory) |  | Factory | Factory
Anchor Bolts: | Description: | Note: | 5% | 10%
(Leave Blank) | Leave blank if you need anchor bolts |  | NC | NC
LAB | Less Anchor Bolts - Customer supplies own anchor bolts |  | -30 | -32
Notes:
(27) Not Available in Tapered
(96) Indicate Location
(99) No Tenon Required
1882 Lighting
DLP102 Decorative Pole
Pole Model: | Description: | Note: | 5% | 10%
DLP10246F125 | DLP102 4" 6' Fluted Wall Size: 0.125" |  | 1246 | 1324
DLP10248F125 | DLP102 4" 8' Fluted Wall Size: 0.125" |  | 1293 | 1374
DLP102410F125 | DLP102 4" 10' Fluted Wall Size: 0.125" |  | 1315 | 1397
DLP102412F125 | DLP102 4" 12' Fluted Wall Size: 0.125" | 94 | 1369 | 1454
DLP102414F125 | DLP102 4" 14' Fluted Wall Size: 0.125" | 94 | 1438 | 1528
DLP10246S125 | DLP102 4" 6' Smooth Wall Size: 0.125" |  | 1246 | 1324
DLP10248S125 | DLP102 4" 8' Smooth Wall Size: 0.125" |  | 1293 | 1374
DLP102410S125 | DLP102 4" 10' Smooth Wall Size: 0.125" |  | 1315 | 1397
DLP102412S125 | DLP102 4" 12' Smooth Wall Size: 0.125" | 94 | 1369 | 1454
DLP102414S125 | DLP102 4" 14' Smooth Wall Size: 0.125" | 94 | 1438 | 1528
DLP1024X310S125 | DLP102 4"x3" 10' Tapered Smooth Wall Size: 0.125" |  | 1368 | 1453
DLP1024X312S125 | DLP102 4"x3" 12' Tapered Smooth Wall Size: 0.125" |  | 1410 | 1498
DLP1024X314S125 | DLP102 4"x3" 14' Tapered Smooth Wall Size: 0.125" |  | 1453 | 1544
Tenon: | Factory Installed | Note: | 5% | 10%
N | None |  | NC | NC
T300 | 2-7/8” OD x 3” tall | 94 | NC | NC
T355 | 2-7/8” OD x 5.5” tall |  | NC | NC
SLV | Male sleeve welded to pole |  | 146 | 155
CAP | Removable Cap, No Tenon |  | 24 | 25
PF1 | Decorative Finial |  | 63 | 67
PF2 | Decorative Finial |  | 63 | 67
PF3 | Decorative Finial |  | 63 | 67
PF4 | Decorative Finial |  | 63 | 67
PF6 | Decorative Finial |  | 63 | 67
PF7 | Decorative Finial |  | 63 | 67
PF8 | Decorative Finial |  | 63 | 67
PF9 | Decorative Finial |  | 63 | 67
PF11 | Decorative Finial |  | 63 | 67
Tenon: | Factory Installed | Note: | 5% | 10%
N | None | 94 | NC | NC
GFIC | GFI in-use cover, cast aluminum | 96 | 259 | 275
GFIP | GFI in-use cover, plastic | 96 | 259 | 275
USB | Dual USB Port | 96 | 259 | 275
DBS | Direct Burial Shaft |  | Factory | Factory
Finish: | Description: | Note: | 5% | 10%
BK | Black | 94 | NC | NC
BZ | Bronze |  | NC | NC
DBZ | Dark Bronze |  | NC | NC
WH | White |  | NC | NC
GR | Green |  | NC | NC
SM | Silver Metallic |  | NC | NC
GY | Light Gray |  | NC | NC
TBK | Textured Black |  | NC | NC
CC | Custom Color (Consult Factory) |  | Factory | Factory
Anchor Bolts: | Description: | Note: | 5% | 10%
(Leave Blank) | Leave blank if you need anchor bolts |  | NC | NC
LAB | Less Anchor Bolts - Customer supplies own anchor bolts | 25 | -30 | -32
Notes:
(25) Customer is responsible for specifications of their own anchor bolts. Pemco does not assume any product warranty liability.
(94) Quick Ship
(96) Indicate Location
(99) No Tenon Required
1882 Lighting
DLP112 Decorative Pole
Pole Model: | Description: | Note: | 5% | 10%
DLP112410F125 | DLP112 4" 10' Fluted Wall Size: 0.125" |  | 1353 | 1438
DLP112412F125 | DLP112 4" 12' Fluted Wall Size: 0.125" |  | 1389 | 1475
DLP112414F125 | DLP112 4" 14' Fluted Wall Size: 0.125" |  | 1426 | 1515
DLP112410S125 | DLP112 4" 10' Smooth Wall Size: 0.125" |  | 1353 | 1438
DLP112412S125 | DLP112 4" 12' Smooth Wall Size: 0.125" |  | 1389 | 1475
DLP112414S125 | DLP112 4" 14' Smooth Wall Size: 0.125" |  | 1426 | 1515
DLP1124X310S125 | DLP112 4"x3" 10' Tapered Smooth Wall Size: 0.125" | 99 | 1348 | 1432
DLP1124X312S125 | DLP112 4"x3" 12' Tapered Smooth Wall Size: 0.125" | 99 | 1515 | 1609
DLP1124X314S125 | DLP112 4"x3" 14' Tapered Smooth Wall Size: 0.125" | 99 | 1533 | 1629
DLP11258F188 | DLP112 5" 8' Fluted Wall Size: 0.188" |  | TBD | TBD
DLP112510F188 | DLP112 5" 10' Fluted Wall Size: 0.188" |  | 1391 | 1478
DLP112512F188 | DLP112 5" 12' Fluted Wall Size: 0.188" |  | 1426 | 1515
DLP112514F188 | DLP112 5" 14' Fluted Wall Size: 0.188" |  | 1468 | 1559
DLP112516F188 | DLP112 5" 16' Fluted Wall Size: 0.188" |  | 1503 | 1597
DLP112518F188 | DLP112 5" 18' Fluted Wall Size: 0.188" |  | 1542 | 1638
DLP112520F188 | DLP112 5" 20' Fluted Wall Size: 0.188" |  | 1617 | 1718
DLP11258S188 | DLP112 5" 8' Smooth Wall Size: 0.188" |  | TBD | TBD
DLP112510S188 | DLP112 5" 10' Smooth Wall Size: 0.188" |  | 1391 | 1478
DLP112512S188 | DLP112 5" 12' Smooth Wall Size: 0.188" |  | 1426 | 1515
DLP112514S188 | DLP112 5" 14' Smooth Wall Size: 0.188" |  | 1468 | 1559
DLP112516S188 | DLP112 5" 16' Smooth Wall Size: 0.188" |  | 1503 | 1597
DLP112518S188 | DLP112 5" 18' Smooth Wall Size: 0.188" |  | 1542 | 1638
DLP112520S188 | DLP112 5" 20' Smooth Wall Size: 0.188" |  | 1617 | 1718
DLP1125X38S188 | DLP112 5"X3" 8' Tapered Smooth Wall Size: 0.188" | 99 | TBD | TBD
DLP1125X310S188 | DLP112 5"X3" 10' Tapered Smooth Wall Size: 0.188" | 99 | 1660 | 1764
DLP1125X312S188 | DLP112 5"X3" 12' Tapered Smooth Wall Size: 0.188" | 99 | 1699 | 1805
DLP1125X314S188 | DLP112 5"X3" 14' Tapered Smooth Wall Size: 0.188" | 99 | 1779 | 1890
DLP1125X316S188 | DLP112 5"X3" 16' Tapered Smooth Wall Size: 0.188" | 99 | 1820 | 1934
DLP1125X318S188 | DLP112 5"X3" 18' Tapered Smooth Wall Size: 0.188" | 99 | 1865 | 1982
DLP1125X320S188 | DLP112 5"X3" 20' Tapered Smooth Wall Size: 0.188" | 99 | 1916 | 2035
Wall Size: | Factory Installed | Note: | 5% | 10%
188 | 0.188 |  | 79 | 84
250 | 0.250 |  | 157 | 167
Tenon: | Factory Installed | Note: | 5% | 10%
N | None |  | NC | NC
T300 | 2-7/8” OD x 3” tall |  | NC | NC
T355 | 2-7/8” OD x 5.5” tall |  | NC | NC
SLV | Male sleeve welded to pole |  | 146 | 155
CAP | Removable Cap, No Tenon |  | 24 | 25
PF1 | Decorative Finial |  | 63 | 67
PF2 | Decorative Finial |  | 63 | 67
PF3 | Decorative Finial |  | 63 | 67
PF4 | Decorative Finial |  | 63 | 67
PF6 | Decorative Finial |  | 63 | 67
PF7 | Decorative Finial |  | 63 | 67
PF8 | Decorative Finial |  | 63 | 67
PF9 | Decorative Finial |  | 63 | 67
PF11 | Decorative Finial |  | 63 | 67
Tenon: | Factory Installed | Note: | 5% | 10%
N | None |  | NC | NC
GFIC | GFI in-use cover, cast aluminum | 96 | 197 | 209
GFIP | GFI in-use cover, plastic | 96 | 197 | 209
USB | Dual USB Port | 96 | 197 | 209
DBS | Direct Burial Shaft |  | Factory | Factory
Finish: | Description: | Note: | 5% | 10%
BK | Black |  | NC | NC
BZ | Bronze |  | NC | NC
DBZ | Dark Bronze |  | NC | NC
WH | White |  | NC | NC
GR | Green |  | NC | NC
SM | Silver Metallic |  | NC | NC
GY | Light Gray |  | NC | NC
TBK | Textured Black |  | NC | NC
CC | Custom Color (Consult Factory) |  | Factory | Factory
Anchor Bolts: | Description: | Note: | 5% | 10%
(Leave Blank) | Leave blank if you need anchor bolts |  | NC | NC
LAB | Less Anchor Bolts - Customer supplies own anchor bolts | 25 | -30 | -32
Notes:
(25) Customer is responsible for specifications of their own anchor bolts. Pemco does not assume any product warranty liability.
(96) Indicate Location
(99) No Tenon Required
1882 Lighting
DLP130 Decorative Pole
Pole Model: | Description: | Note: | 5% | 10%
DLP130410F125 | DLP130 4" 10' Fluted Wall Size: 0.125" |  | 1290 | 1370
DLP130412F125 | DLP130 4" 12' Fluted Wall Size: 0.125" | 94 | 1345 | 1429
DLP130414F125 | DLP130 4" 14' Fluted Wall Size: 0.125" |  | 1399 | 1487
DLP130410S125 | DLP130 4" 10' Smooth Wall Size: 0.125" |  | 1290 | 1370
DLP130412S125 | DLP130 4" 12' Smooth Wall Size: 0.125" | 94 | 1345 | 1429
DLP130414S125 | DLP130 4" 14' Smooth Wall Size: 0.125" |  | 1399 | 1487
DLP1304X310S125 | DLP130 4"x3" 10' Tapered Smooth Wall Size: 0.125" | 99 | 1525 | 1620
DLP1304X312S125 | DLP130 4"x3" 12' Tapered Smooth Wall Size: 0.125" | 99 | 1582 | 1680
DLP1304X314S125 | DLP130 4"x3" 14' Tapered Smooth Wall Size: 0.125" | 99 | 1618 | 1719
DLP13058F188 | DLP130 5" 8' Fluted Wall Size: 0.188" |  | TBD | TBD
DLP130510F188 | DLP130 5" 10' Fluted Wall Size: 0.188" |  | 1360 | 1445
DLP130512F188 | DLP130 5" 12' Fluted Wall Size: 0.188" |  | 1397 | 1484
DLP130514F188 | DLP130 5" 14' Fluted Wall Size: 0.188" |  | 1431 | 1520
DLP130516F188 | DLP130 5" 16' Fluted Wall Size: 0.188" |  | 1468 | 1559
DLP130518F188 | DLP130 5" 18' Fluted Wall Size: 0.188" |  | 1491 | 1584
DLP13058S188 | DLP130 5" 8' Smooth Wall Size: 0.188" |  | TBD | TBD
DLP130510S188 | DLP130 5" 10' Smooth Wall Size: 0.188" |  | 1360 | 1445
DLP130512S188 | DLP130 5" 12' Smooth Wall Size: 0.188" |  | 1397 | 1484
DLP130514S188 | DLP130 5" 14' Smooth Wall Size: 0.188" |  | 1431 | 1520
DLP130516S188 | DLP130 5" 16' Smooth Wall Size: 0.188" |  | 1468 | 1559
DLP130518S188 | DLP130 5" 18' Smooth Wall Size: 0.188" |  | 1491 | 1584
DLP1305X38S188 | DLP130 5"x3" 8' Tapered Smooth Wall Size: 0.188" | 99 | TBD | TBD
DLP1305X310S188 | DLP130 5"x3" 10' Tapered Smooth Wall Size: 0.188" | 99 | 1582 | 1680
DLP1305X312S188 | DLP130 5"x3" 12' Tapered Smooth Wall Size: 0.188" | 99 | 1618 | 1719
DLP1305X314S188 | DLP130 5"x3" 14' Tapered Smooth Wall Size: 0.188" | 99 | 1653 | 1757
DLP1305X316S188 | DLP130 5"x3" 16' Tapered Smooth Wall Size: 0.188" | 99 | 1690 | 1795
DLP1305X318S188 | DLP130 5"x3" 18' Tapered Smooth Wall Size: 0.188" | 99 | 1724 | 1832
Wall Size: | Factory Installed | Note: | 5% | 10%
188 | 0.188 |  | 79 | 84
Tenon: | Factory Installed | Note: | 5% | 10%
N | None |  | NC | NC
T300 | 2-7/8” OD x 3” tall | 94 | NC | NC
T355 | 2-7/8” OD x 5.5” tall |  | NC | NC
SLV | Male sleeve welded to pole |  | 146 | 155
CAP | Removable Cap, No Tenon |  | 24 | 25
PF1 | Decorative Finial |  | 63 | 67
PF2 | Decorative Finial |  | 63 | 67
PF3 | Decorative Finial |  | 63 | 67
PF4 | Decorative Finial |  | 63 | 67
PF6 | Decorative Finial |  | 63 | 67
PF7 | Decorative Finial |  | 63 | 67
PF8 | Decorative Finial |  | 63 | 67
PF9 | Decorative Finial |  | 63 | 67
PF11 | Decorative Finial |  | 63 | 67
Tenon: | Factory Installed | Note: | 5% | 10%
N | None | 94 | NC | NC
GFIC | GFI in-use cover, cast aluminum | 96 | 197 | 209
GFIP | GFI in-use cover, plastic | 96 | 197 | 209
USB | Dual USB Port | 96 | 197 | 209
DBS | Direct Burial Shaft |  | Factory | Factory
Finish: | Description: | Note: | 5% | 10%
BK | Black | 94 | NC | NC
BZ | Bronze |  | NC | NC
DBZ | Dark Bronze |  | NC | NC
WH | White |  | NC | NC
GR | Green |  | NC | NC
SM | Silver Metallic |  | NC | NC
GY | Light Gray |  | NC | NC
TBK | Textured Black |  | NC | NC
CC | Custom Color (Consult Factory) |  | Factory | Factory
Anchor Bolts: | Description: | Note: | 5% | 10%
(Leave Blank) | Leave blank if you need anchor bolts |  | NC | NC
LAB | Less Anchor Bolts - Customer supplies own anchor bolts | 25 | -30 | -32
Notes:
(25) Customer is responsible for specifications of their own anchor bolts. Pemco does not assume any product warranty liability.
(94) Quick Ship
(96) Indicate Location
(99) No Tenon Required
1882 Lighting
DLP132 Decorative Pole
Pole Model: | Description: | Note: | 5% | 10%
DLP13246F125 | DLP132 4" 6' Fluted Wall Size: 0.125" |  | 1223 | 1299
DLP13248F125 | DLP132 4" 8' Fluted Wall Size: 0.125" |  | 1265 | 1344
DLP132410F125 | DLP132 4" 10' Fluted Wall Size: 0.125" |  | 1293 | 1374
DLP132412F125 | DLP132 4" 12' Fluted Wall Size: 0.125" |  | 1349 | 1433
DLP132414F125 | DLP132 4" 14' Fluted Wall Size: 0.125" |  | 1419 | 1508
DLP13246S125 | DLP132 4" 6' Smooth Wall Size: 0.125" |  | 1223 | 1299
DLP13248S125 | DLP132 4" 8' Smooth Wall Size: 0.125" |  | 1265 | 1344
DLP132410S125 | DLP132 4" 10' Smooth Wall Size: 0.125" |  | 1293 | 1374
DLP132412S125 | DLP132 4" 12' Smooth Wall Size: 0.125" |  | 1349 | 1433
DLP132414S125 | DLP132 4" 14' Smooth Wall Size: 0.125" |  | 1419 | 1508
DLP1324X36S125 | DLP132 4"x3" 6' Tapered Smooth Wall Size: 0.125" |  | TBD | TBD
DLP1324X38S125 | DLP132 4"x3" 8' Tapered Smooth Wall Size: 0.125" |  | 1410 | 1498
DLP1324X310S125 | DLP132 4"x3" 10' Tapered Smooth Wall Size: 0.125" |  | 1452 | 1543
DLP1324X312S125 | DLP132 4"x3" 12' Tapered Smooth Wall Size: 0.125" |  | 1493 | 1587
DLP1324X314S125 | DLP132 4"x3" 14' Tapered Smooth Wall Size: 0.125" |  | 1536 | 1632
Tenon: | Factory Installed | Note: | 5% | 10%
N | None |  | NC | NC
T300 | 2-7/8” OD x 3” tall |  | NC | NC
T355 | 2-7/8” OD x 5.5” tall |  | NC | NC
SLV | Male sleeve welded to pole |  | 146 | 155
CAP | Removable Cap, No Tenon |  | 24 | 25
PF1 | Decorative Finial |  | 63 | 67
PF2 | Decorative Finial |  | 63 | 67
PF3 | Decorative Finial |  | 63 | 67
PF4 | Decorative Finial |  | 63 | 67
PF6 | Decorative Finial |  | 63 | 67
PF7 | Decorative Finial |  | 63 | 67
PF8 | Decorative Finial |  | 63 | 67
PF9 | Decorative Finial |  | 63 | 67
PF11 | Decorative Finial |  | 63 | 67
Tenon: | Factory Installed | Note: | 5% | 10%
N | None |  | NC | NC
GFIC | GFI in-use cover, cast aluminum | 96 | 197 | 209
GFIP | GFI in-use cover, plastic | 96 | 197 | 209
USB | Dual USB Port | 96 | 197 | 209
DBS | Direct Burial Shaft |  | Factory | Factory
Finish: | Description: | Note: | 5% | 10%
BK | Black |  | NC | NC
BZ | Bronze |  | NC | NC
DBZ | Dark Bronze |  | NC | NC
WH | White |  | NC | NC
GR | Green |  | NC | NC
SM | Silver Metallic |  | NC | NC
GY | Light Gray |  | NC | NC
TBK | Textured Black |  | NC | NC
CC | Custom Color (Consult Factory) |  | Factory | Factory
Notes:
(96) Indicate Location
(99) No Tenon Required
1882 Lighting
DLP142 Decorative Pole
Pole Model: | Description: | Note: | 5% | 10%
DLP14248F125 | DLP142 4" 8' Fluted Wall Size: 0.125" |  | 1313 | 1395
DLP142410F125 | DLP142 4" 10' Fluted Wall Size: 0.125" |  | 1351 | 1435
DLP142412F125 | DLP142 4" 12' Fluted Wall Size: 0.125" |  | 1399 | 1487
DLP142414F125 | DLP142 4" 14' Fluted Wall Size: 0.125" |  | 1442 | 1532
DLP14248S125 | DLP142 4" 8' Smooth Wall Size: 0.125" |  | 1313 | 1395
DLP142410S125 | DLP142 4" 10' Smooth Wall Size: 0.125" |  | 1351 | 1435
DLP142412S125 | DLP142 4" 12' Smooth Wall Size: 0.125" |  | 1399 | 1487
DLP142414S125 | DLP142 4" 14' Smooth Wall Size: 0.125" |  | 1442 | 1532
DLP1424X310S125 | DLP142 4"x3" 10' Tapered Smooth Wall Size: 0.125" | 99 | 1491 | 1584
DLP1424X312S125 | DLP142 4"x3" 12' Tapered Smooth Wall Size: 0.125" | 99 | 1557 | 1654
DLP1424X314S125 | DLP142 4"x3" 14' Tapered Smooth Wall Size: 0.125" | 99 | 1589 | 1688
Tenon: | Factory Installed | Note: | 5% | 10%
N | None |  | NC | NC
T300 | 2-7/8” OD x 3” tall |  | NC | NC
T355 | 2-7/8” OD x 5.5” tall |  | NC | NC
SLV | Male sleeve welded to pole |  | 146 | 155
CAP | Removable Cap, No Tenon |  | 24 | 25
PF1 | Decorative Finial |  | 63 | 67
PF2 | Decorative Finial |  | 63 | 67
PF3 | Decorative Finial |  | 63 | 67
PF4 | Decorative Finial |  | 63 | 67
PF6 | Decorative Finial |  | 63 | 67
PF7 | Decorative Finial |  | 63 | 67
PF8 | Decorative Finial |  | 63 | 67
PF9 | Decorative Finial |  | 63 | 67
PF11 | Decorative Finial |  | 63 | 67
Tenon: | Factory Installed | Note: | 5% | 10%
N | None |  | NC | NC
GFIC | GFI in-use cover, cast aluminum | 96 | 197 | 209
GFIP | GFI in-use cover, plastic | 96 | 197 | 209
USB | Dual USB Port | 96 | 197 | 209
DBS | Direct Burial Shaft |  | Factory | Factory
Finish: | Description: | Note: | 5% | 10%
BK | Black |  | NC | NC
BZ | Bronze |  | NC | NC
DBZ | Dark Bronze |  | NC | NC
WH | White |  | NC | NC
GR | Green |  | NC | NC
SM | Silver Metallic |  | NC | NC
GY | Light Gray |  | NC | NC
TBK | Textured Black |  | NC | NC
CC | Custom Color (Consult Factory) |  | Factory | Factory
Anchor Bolts: | Description: | Note: | 5% | 10%
(Leave Blank) | Leave blank if you need anchor bolts |  | NC | NC
LAB | Less Anchor Bolts - Customer supplies own anchor bolts | 25 | -30 | -32
Notes:
(25) Customer is responsible for specifications of their own anchor bolts. Pemco does not assume any product warranty liability.
(96) Indicate Location
(99) No Tenon Required
1882 Lighting
DLP162 Decorative Pole
Pole Model: | Description: | Note: | 5% | 10%
DLP16248F125 | DLP162 4" 8' Fluted Wall Size: 0.125" |  | 1410 | 1498
DLP162410F125 | DLP162 4" 10' Fluted Wall Size: 0.125" |  | 1453 | 1544
DLP162412F125 | DLP162 4" 12' Fluted Wall Size: 0.125" |  | 1499 | 1593
DLP162414F125 | DLP162 4" 14' Fluted Wall Size: 0.125" |  | 1543 | 1639
DLP16248S125 | DLP162 4" 8' Smooth Wall Size: 0.125" |  | 1410 | 1498
DLP162410S125 | DLP162 4" 10' Smooth Wall Size: 0.125" |  | 1453 | 1544
DLP162412S125 | DLP162 4" 12' Smooth Wall Size: 0.125" |  | 1499 | 1593
DLP162414S125 | DLP162 4" 14' Smooth Wall Size: 0.125" |  | 1543 | 1639
DLP1624X38S125 | DLP162 4"x3" 8' Tapered Smooth Wall Size: 0.125" | 99 | 1410 | 1498
DLP1624X310S125 | DLP162 4"x3" 10' Tapered Smooth Wall Size: 0.125" | 99 | 1453 | 1544
DLP1624X312S125 | DLP162 4"x3" 12' Tapered Smooth Wall Size: 0.125" | 99 | 1493 | 1587
DLP1624X314S125 | DLP162 4"x3" 14' Tapered Smooth Wall Size: 0.125" | 99 | 1536 | 1632
Tenon: | Factory Installed | Note: | 5% | 10%
N | None |  | NC | NC
T300 | 2-7/8” OD x 3” tall |  | NC | NC
T355 | 2-7/8” OD x 5.5” tall |  | NC | NC
SLV | Male sleeve welded to pole |  | 146 | 155
CAP | Removable Cap, No Tenon |  | 24 | 25
PF1 | Decorative Finial |  | 63 | 67
PF2 | Decorative Finial |  | 63 | 67
PF3 | Decorative Finial |  | 63 | 67
PF4 | Decorative Finial |  | 63 | 67
PF6 | Decorative Finial |  | 63 | 67
PF7 | Decorative Finial |  | 63 | 67
PF8 | Decorative Finial |  | 63 | 67
PF9 | Decorative Finial |  | 63 | 67
PF11 | Decorative Finial |  | 63 | 67
Tenon: | Factory Installed | Note: | 5% | 10%
N | None |  | NC | NC
GFIC | GFI in-use cover, cast aluminum | 96 | 197 | 209
GFIP | GFI in-use cover, plastic | 96 | 197 | 209
USB | Dual USB Port | 96 | 197 | 209
DBS | Direct Burial Shaft |  | Factory | Factory
Finish: | Description: | Note: | 5% | 10%
BK | Black |  | NC | NC
BZ | Bronze |  | NC | NC
DBZ | Dark Bronze |  | NC | NC
WH | White |  | NC | NC
GR | Green |  | NC | NC
SM | Silver Metallic |  | NC | NC
GY | Light Gray |  | NC | NC
TBK | Textured Black |  | NC | NC
CC | Custom Color (Consult Factory) |  | Factory | Factory
Anchor Bolts: | Description: | Note: | 5% | 10%
(Leave Blank) | Leave blank if you need anchor bolts |  | NC | NC
LAB | Less Anchor Bolts - Customer supplies own anchor bolts | 25 | -30 | -32
Notes:
(25) Customer is responsible for specifications of their own anchor bolts. Pemco does not assume any product warranty liability.
(96) Indicate Location
(99) No Tenon Required
1882 Lighting
DLP193 Decorative Pole
Pole Model: | Description: | Note: | 5% | 10%
DLP19346125 | DLP193 4" 6' Fluted Wall Size: 0.125" |  | 905 | 962
DLP19348125 | DLP193 4" 8' Fluted Wall Size: 0.125" |  | 946 | 1005
DLP193410125 | DLP193 4" 10' Fluted Wall Size: 0.125" |  | 988 | 1049
DLP193412125 | DLP193 4" 12' Fluted Wall Size: 0.125" |  | 1030 | 1094
DLP193414125 | DLP193 4" 14' Fluted Wall Size: 0.125" |  | 1072 | 1139
DLP19346125 | DLP193 4" 6' Smooth Wall Size: 0.125" |  | 905 | 962
DLP19348125 | DLP193 4" 8' Smooth Wall Size: 0.125" |  | 946 | 1005
DLP193410125 | DLP193 4" 10' Smooth Wall Size: 0.125" |  | 988 | 1049
DLP193412125 | DLP193 4" 12' Smooth Wall Size: 0.125" |  | 1030 | 1094
DLP193414125 | DLP193 4" 14' Smooth Wall Size: 0.125" |  | 1072 | 1139
DLP1934X36125 | DLP193 4"x3" 6' Tapered Smooth Wall Size: 0.125" | 99 | TBD | TBD
DLP1934X38125 | DLP193 4"x3" 8' Tapered Smooth Wall Size: 0.125" | 99 | 1022 | 1085
DLP1934X310125 | DLP193 4"x3" 10' Tapered Smooth Wall Size: 0.125" | 99 | 1064 | 1130
DLP1934X312125 | DLP193 4"x3" 12' Tapered Smooth Wall Size: 0.125" | 99 | 1124 | 1194
DLP1934X314125 | DLP193 4"x3" 14' Tapered Smooth Wall Size: 0.125" | 99 | 1166 | 1239
Tenon: | Factory Installed | Note: | 5% | 10%
N | None |  | NC | NC
T300 | 2-7/8” OD x 3” tall |  | NC | NC
T355 | 2-7/8” OD x 5.5” tall |  | NC | NC
SLV | Male sleeve welded to pole |  | 146 | 155
CAP | Removable Cap, No Tenon |  | 24 | 25
PF1 | Decorative Finial |  | 63 | 67
PF2 | Decorative Finial |  | 63 | 67
PF3 | Decorative Finial |  | 63 | 67
PF4 | Decorative Finial |  | 63 | 67
PF6 | Decorative Finial |  | 63 | 67
PF7 | Decorative Finial |  | 63 | 67
PF8 | Decorative Finial |  | 63 | 67
PF9 | Decorative Finial |  | 63 | 67
PF11 | Decorative Finial |  | 63 | 67
Tenon: | Factory Installed | Note: | 5% | 10%
N | None |  | NC | NC
GFIC | GFI in-use cover, cast aluminum | 96 | 197 | 209
GFIP | GFI in-use cover, plastic | 96 | 197 | 209
USB | Dual USB Port | 96 | 197 | 209
DBS | Direct Burial Shaft |  | Factory | Factory
Finish: | Description: | Note: | 5% | 10%
BK | Black |  | NC | NC
BZ | Bronze |  | NC | NC
DBZ | Dark Bronze |  | NC | NC
WH | White |  | NC | NC
GR | Green |  | NC | NC
SM | Silver Metallic |  | NC | NC
GY | Light Gray |  | NC | NC
TBK | Textured Black |  | NC | NC
CC | Custom Color (Consult Factory) |  | Factory | Factory
Anchor Bolts: | Description: | Note: | 5% | 10%
(Leave Blank) | Leave blank if you need anchor bolts |  | NC | NC
LAB | Less Anchor Bolts - Customer supplies own anchor bolts | 25 | -30 | -32
Notes:
(25) Customer is responsible for specifications of their own anchor bolts. Pemco does not assume any product warranty liability.
(96) Indicate Location
(99) No Tenon Required
1882 Lighting
DLP210 Decorative Pole
Pole Model: | Description: | Note: | 5% | 10%
DLP21036F125 | DLP210 3" 6' Fluted Wall Size: 0.125" |  | 1062 | 1128
DLP21038F125 | DLP210 3" 8' Fluted Wall Size: 0.125" |  | 1097 | 1165
DLP210310F125 | DLP210 3" 10' Fluted Wall Size: 0.125" |  | 1133 | 1204
DLP210312F125 | DLP210 3" 12' Fluted Wall Size: 0.125" |  | 1183 | 1257
DLP21036S125 | DLP210 3" 6' Smooth Wall Size: 0.125" |  | 1062 | 1128
DLP21038S125 | DLP210 3" 8' Smooth Wall Size: 0.125" |  | 1097 | 1165
DLP210310S125 | DLP210 3" 10' Smooth Wall Size: 0.125" |  | 1133 | 1204
DLP210312S125 | DLP210 3" 12' Smooth Wall Size: 0.125" |  | 1183 | 1257
Tenon: | Factory Installed | Note: | 5% | 10%
N | None |  | NC | NC
T300 | 2-7/8” OD x 3” tall |  | NC | NC
T355 | 2-7/8” OD x 5.5” tall |  | NC | NC
SLV | Male sleeve welded to pole |  | 146 | 155
CAP | Removable Cap, No Tenon |  | 24 | 25
PF1 | Decorative Finial |  | 63 | 67
PF2 | Decorative Finial |  | 63 | 67
PF3 | Decorative Finial |  | 63 | 67
PF4 | Decorative Finial |  | 63 | 67
PF6 | Decorative Finial |  | 63 | 67
PF7 | Decorative Finial |  | 63 | 67
PF8 | Decorative Finial |  | 63 | 67
PF9 | Decorative Finial |  | 63 | 67
PF11 | Decorative Finial |  | 63 | 67
Tenon: | Factory Installed | Note: | 5% | 10%
N | None |  | NC | NC
GFIC | GFI in-use cover, cast aluminum | 96 | 197 | 209
GFIP | GFI in-use cover, plastic | 96 | 197 | 209
USB | Dual USB Port | 96 | 197 | 209
DBS | Direct Burial Shaft |  | Factory | Factory
Finish: | Description: | Note: | 5% | 10%
BK | Black |  | NC | NC
BZ | Bronze |  | NC | NC
DBZ | Dark Bronze |  | NC | NC
WH | White |  | NC | NC
GR | Green |  | NC | NC
SM | Silver Metallic |  | NC | NC
GY | Light Gray |  | NC | NC
TBK | Textured Black |  | NC | NC
CC | Custom Color (Consult Factory) |  | Factory | Factory
Anchor Bolts: | Description: | Note: | 5% | 10%
(Leave Blank) | Leave blank if you need anchor bolts |  | NC | NC
LAB | Less Anchor Bolts - Customer supplies own anchor bolts | 25 | -30 | -32
Notes:
(25) Customer is responsible for specifications of their own anchor bolts. Pemco does not assume any product warranty liability.
(96) Indicate Location
1882 Lighting
DLP220 Decorative Pole
Pole Model: | Description: | Note: | 5% | 10%
DLP22046F125 | PLB220 4" 6' Fluted Wall Size: 0.125" |  | 1179 | 1253
DLP22048F125 | PLB220 4" 8' Fluted Wall Size: 0.125" |  | 1217 | 1293
DLP220410F125 | PLB220 4" 10' Fluted Wall Size: 0.125" |  | 1245 | 1323
DLP220412F125 | PLB220 4" 12' Fluted Wall Size: 0.125" |  | 1293 | 1374
DLP220414F125 | PLB220 4" 14' Fluted Wall Size: 0.125" |  | 1317 | 1399
DLP22046S125 | PLB220 4" 6' Smooth Wall Size: 0.125" |  | 1179 | 1253
DLP22048S125 | PLB220 4" 8' Smooth Wall Size: 0.125" |  | 1217 | 1293
DLP220410S125 | PLB220 4" 10' Smooth Wall Size: 0.125" |  | 1245 | 1323
DLP220412S125 | PLB220 4" 12' Smooth Wall Size: 0.125" |  | 1293 | 1374
DLP220414S125 | PLB220 4" 14' Smooth Wall Size: 0.125" |  | 1317 | 1399
DLP220X36S125 | PLB220 4"x3" 6' Tapered Smooth Wall Size: 0.125" | 99 | TBD | TBD
DLP2204X38S125 | PLB220 4"x3" 8' Tapered Smooth Wall Size: 0.125" | 99 | 1240 | 1318
DLP2204X310S125 | PLB220 4"x3" 10' Tapered Smooth Wall Size: 0.125" | 99 | 1283 | 1363
DLP2204X312S125 | PLB220 4"x3" 12' Tapered Smooth Wall Size: 0.125" | 99 | 1325 | 1408
DLP2204X314S125 | PLB220 4"x3" 14' Tapered Smooth Wall Size: 0.125" | 99 | 1368 | 1453
Tenon: | Factory Installed | Note: | 5% | 10%
N | None |  | NC | NC
T300 | 2-7/8” OD x 3” tall |  | NC | NC
T355 | 2-7/8” OD x 5.5” tall |  | NC | NC
SLV | Male sleeve welded to pole |  | 146 | 155
CAP | Removable Cap, No Tenon |  | 24 | 25
PF1 | Decorative Finial |  | 63 | 67
PF2 | Decorative Finial |  | 63 | 67
PF3 | Decorative Finial |  | 63 | 67
PF4 | Decorative Finial |  | 63 | 67
PF6 | Decorative Finial |  | 63 | 67
PF7 | Decorative Finial |  | 63 | 67
PF8 | Decorative Finial |  | 63 | 67
PF9 | Decorative Finial |  | 63 | 67
PF11 | Decorative Finial |  | 63 | 67
Tenon: | Factory Installed | Note: | 5% | 10%
N | None |  | NC | NC
GFIC | GFI in-use cover, cast aluminum | 96 | 197 | 209
GFIP | GFI in-use cover, plastic | 96 | 197 | 209
USB | Dual USB Port | 96 | 197 | 209
DBS | Direct Burial Shaft |  | Factory | Factory
Finish: | Description: | Note: | 5% | 10%
BK | Black |  | NC | NC
BZ | Bronze |  | NC | NC
DBZ | Dark Bronze |  | NC | NC
WH | White |  | NC | NC
GR | Green |  | NC | NC
SM | Silver Metallic |  | NC | NC
GY | Light Gray |  | NC | NC
TBK | Textured Black |  | NC | NC
CC | Custom Color (Consult Factory) |  | Factory | Factory
Anchor Bolts: | Description: | Note: | 5% | 10%
(Leave Blank) | Leave blank if you need anchor bolts |  | NC | NC
LAB | Less Anchor Bolts - Customer supplies own anchor bolts | 25 | -30 | -32
Notes:
(25) Customer is responsible for specifications of their own anchor bolts. Pemco does not assume any product warranty liability.
(96) Indicate Location
(99) No Tenon Required
1882 Lighting
DLP261 Decorative Pole
Pole Model: | Description: | Note: | 5% | 10%
DLP26136F125 | DLP261 3" 6' Fluted Wall Size: 0.125" |  | 829 | 880
DLP26138F125 | DLP261 3" 8' Fluted Wall Size: 0.125" |  | 864 | 918
DLP261310F125 | DLP261 3" 10' Fluted Wall Size: 0.125" |  | 900 | 957
DLP261312F125 | DLP261 3" 12' Fluted Wall Size: 0.125" |  | 937 | 995
DLP26136S125 | DLP261 3" 6' Smooth Wall Size: 0.125" |  | 829 | 880
DLP26138S125 | DLP261 3" 8' Smooth Wall Size: 0.125" |  | 864 | 918
DLP261310S125 | DLP261 3" 10' Smooth Wall Size: 0.125" |  | 900 | 957
DLP261312S125 | DLP261 3" 12' Smooth Wall Size: 0.125" |  | 937 | 995
DLP26146F125 | DLP261 4" 6' Fluted Wall Size: 0.125" |  | 1009 | 1072
DLP26148F125 | DLP261 4" 8' Fluted Wall Size: 0.125" |  | 1045 | 1110
DLP261410F125 | DLP261 4" 10' Fluted Wall Size: 0.125" |  | 1082 | 1149
DLP261412F125 | DLP261 4" 12' Fluted Wall Size: 0.125" |  | 1117 | 1187
DLP261414F125 | DLP261 4" 14' Fluted Wall Size: 0.125" |  | 1152 | 1224
DLP26146S125 | DLP261 4" 6' Smooth Wall Size: 0.125" |  | 1009 | 1072
DLP26148S125 | DLP261 4" 8' Smooth Wall Size: 0.125" |  | 1045 | 1110
DLP261410S125 | DLP261 4" 10' Smooth Wall Size: 0.125" |  | 1082 | 1149
DLP261412S125 | DLP261 4" 12' Smooth Wall Size: 0.125" |  | 1117 | 1187
DLP261414S125 | DLP261 4" 14' Smooth Wall Size: 0.125" |  | 1152 | 1224
DLP2614X36S125 | DLP261 4"x3" 6' Tapered Smooth Wall Size: 0.125" | 99 | TBD | TBD
DLP2614X38S125 | DLP261 4"x3" 8' Tapered Smooth Wall Size: 0.125" | 99 | 1240 | 1318
DLP2614X310S125 | DLP261 4"x3" 10' Tapered Smooth Wall Size: 0.125" | 99 | 1283 | 1363
DLP2614X312S125 | DLP261 4"x3" 12' Tapered Smooth Wall Size: 0.125" | 99 | 1325 | 1408
DLP2614X314S125 | DLP261 4"x3" 14' Tapered Smooth Wall Size: 0.125" | 99 | 1368 | 1453
Tenon: | Factory Installed | Note: | 5% | 10%
N | None |  | NC | NC
T300 | 2-7/8” OD x 3” tall |  | NC | NC
T355 | 2-7/8” OD x 5.5” tall |  | NC | NC
SLV | Male sleeve welded to pole |  | 146 | 155
CAP | Removable Cap, No Tenon |  | 24 | 25
PF1 | Decorative Finial |  | 63 | 67
PF2 | Decorative Finial |  | 63 | 67
PF3 | Decorative Finial |  | 63 | 67
PF4 | Decorative Finial |  | 63 | 67
PF6 | Decorative Finial |  | 63 | 67
PF7 | Decorative Finial |  | 63 | 67
PF8 | Decorative Finial |  | 63 | 67
PF9 | Decorative Finial |  | 63 | 67
PF11 | Decorative Finial |  | 63 | 67
Tenon: | Factory Installed | Note: | 5% | 10%
N | None |  | NC | NC
GFIC | GFI in-use cover, cast aluminum | 96 | 197 | 209
GFIP | GFI in-use cover, plastic | 96 | 197 | 209
USB | Dual USB Port | 96 | 197 | 209
DBS | Direct Burial Shaft |  | Factory | Factory
Finish: | Description: | Note: | 5% | 10%
BK | Black |  | NC | NC
BZ | Bronze |  | NC | NC
DBZ | Dark Bronze |  | NC | NC
WH | White |  | NC | NC
GR | Green |  | NC | NC
SM | Silver Metallic |  | NC | NC
GY | Light Gray |  | NC | NC
TBK | Textured Black |  | NC | NC
CC | Custom Color (Consult Factory) |  | Factory | Factory
Anchor Bolts: | Description: | Note: | 5% | 10%
(Leave Blank) | Leave blank if you need anchor bolts |  | NC | NC
LAB | Less Anchor Bolts - Customer supplies own anchor bolts | 25 | -30 | -32
Notes:
(25) Customer is responsible for specifications of their own anchor bolts. Pemco does not assume any product warranty liability.
(96) Indicate Location
(99) No Tenon Required
1882 Lighting
DLP371 Decorative Pole
Pole Model: | Description: | Note: | 5% | 10%
DLP37148F125 | DLP371 4" 8' Fluted Wall Size: 0.125" |  | 1371 | 1457
DLP371410F125 | DLP371 4" 10' Fluted Wall Size: 0.125" |  | 1431 | 1520
DLP371412F125 | DLP371 4" 12' Fluted Wall Size: 0.125" |  | 1449 | 1539
DLP371414F125 | DLP371 4" 14' Fluted Wall Size: 0.125" |  | 1466 | 1558
DLP37148S125 | DLP371 4" 8' Smooth Wall Size: 0.125" |  | 1371 | 1457
DLP371410S125 | DLP371 4" 10' Smooth Wall Size: 0.125" |  | 1431 | 1520
DLP371412S125 | DLP371 4" 12' Smooth Wall Size: 0.125" |  | 1449 | 1539
DLP371414S125 | DLP371 4" 14' Smooth Wall Size: 0.125" |  | 1466 | 1558
DLP3714X38S125 | DLP371 4"x3" 8' Tapered Smooth Wall Size: 0.125" | 99 | TBD | TBD
DLP3714X310S125 | DLP371 4"x3" 10' Tapered Smooth Wall Size: 0.125" | 99 | 1469 | 1560
DLP3714X312S125 | DLP371 4"x3" 12' Tapered Smooth Wall Size: 0.125" | 99 | 1545 | 1642
DLP3714X314S125 | DLP371 4"x3" 14' Tapered Smooth Wall Size: 0.125" | 99 | 1584 | 1683
DLP371510F188 | DLP371 5" 10' Fluted Wall Size: 0.188" |  | 1357 | 1442
DLP371512F188 | DLP371 5" 12' Fluted Wall Size: 0.188" |  | 1449 | 1539
DLP371514F188 | DLP371 5" 14' Fluted Wall Size: 0.188" |  | 1496 | 1589
DLP371516F188 | DLP371 5" 16' Fluted Wall Size: 0.188" |  | 1525 | 1620
DLP371518F188 | DLP371 5" 18' Fluted Wall Size: 0.188" |  | 1582 | 1680
DLP371510S188 | DLP371 5" 10' Smooth Wall Size: 0.188" |  | 1357 | 1442
DLP371512S188 | DLP371 5" 12' Smooth Wall Size: 0.188" |  | 1449 | 1539
DLP371514S188 | DLP371 5" 14' Smooth Wall Size: 0.188" |  | 1496 | 1589
DLP371516S188 | DLP371 5" 16' Smooth Wall Size: 0.188" |  | 1525 | 1620
DLP371518S188 | DLP371 5" 18' Smooth Wall Size: 0.188" |  | 1582 | 1680
DLP3715X310S188 | DLP371 5"x3" 10' Tapered Smooth Wall Size: 0.188" | 99 | 1595 | 1694
DLP3715X312S188 | DLP371 5"x3" 12' Tapered Smooth Wall Size: 0.188" | 99 | 1632 | 1734
DLP3715X314S188 | DLP371 5"x3" 14' Tapered Smooth Wall Size: 0.188" | 99 | 1691 | 1797
DLP3715X316S188 | DLP371 5"x3" 16' Tapered Smooth Wall Size: 0.188" | 99 | 1755 | 1864
DLP3715X318S188 | DLP371 5"x3" 18' Tapered Smooth Wall Size: 0.188" | 99 | 1816 | 1929
Wall Size: | Factory Installed | Note: | 5% | 10%
188 | 0.188 |  | 75 | 79
Tenon: | Factory Installed | Note: | 5% | 10%
N | None |  | NC | NC
T300 | 2-7/8” OD x 3” tall |  | NC | NC
T355 | 2-7/8” OD x 5.5” tall |  | NC | NC
SLV | Male sleeve welded to pole |  | 146 | 155
CAP | Removable Cap, No Tenon |  | 24 | 25
PF1 | Decorative Finial |  | 63 | 67
PF2 | Decorative Finial |  | 63 | 67
PF3 | Decorative Finial |  | 63 | 67
PF4 | Decorative Finial |  | 63 | 67
PF6 | Decorative Finial |  | 63 | 67
PF7 | Decorative Finial |  | 63 | 67
PF8 | Decorative Finial |  | 63 | 67
PF9 | Decorative Finial |  | 63 | 67
PF11 | Decorative Finial |  | 63 | 67
Tenon: | Factory Installed | Note: | 5% | 10%
N | None |  | NC | NC
GFIC | GFI in-use cover, cast aluminum | 96 | 186 | 198
GFIP | GFI in-use cover, plastic | 96 | 186 | 198
USB | Dual USB Port | 96 | 186 | 198
DBS | Direct Burial Shaft |  | Factory | Factory
Finish: | Description: | Note: | 5% | 10%
BK | Black |  | NC | NC
BZ | Bronze |  | NC | NC
DBZ | Dark Bronze |  | NC | NC
WH | White |  | NC | NC
GR | Green |  | NC | NC
SM | Silver Metallic |  | NC | NC
GY | Light Gray |  | NC | NC
TBK | Textured Black |  | NC | NC
CC | Custom Color (Consult Factory) |  | Factory | Factory
Anchor Bolts: | Description: | Note: | 5% | 10%
(Leave Blank) | Leave blank if you need anchor bolts |  | NC | NC
LAB | Less Anchor Bolts - Customer supplies own anchor bolts | 25 | -30 | -32
Notes:
(25) Customer is responsible for specifications of their own anchor bolts. Pemco does not assume any product warranty liability.
(96) Indicate Location
(99) No Tenon Required
1882 Lighting
DLP381 Decorative Pole
Pole Model: | Description: | Note: | 5% | 10%
DLP38148125 | DLP381 4" 8' Fluted Wall Size: 0.125" |  | 1268 | 1347
DLP381410125 | DLP381 4" 10' Fluted Wall Size: 0.125" |  | 1291 | 1372
DLP381412125 | DLP381 4" 12' Fluted Wall Size: 0.125" |  | 1362 | 1447
DLP381414125 | DLP381 4" 14' Fluted Wall Size: 0.125" |  | 1410 | 1498
DLP38148125 | DLP381 4" 8' Smooth Wall Size: 0.125" |  | 1268 | 1347
DLP381410125 | DLP381 4" 10' Smooth Wall Size: 0.125" |  | 1291 | 1372
DLP381412125 | DLP381 4" 12' Smooth Wall Size: 0.125" |  | 1362 | 1447
DLP381414125 | DLP381 4" 14' Smooth Wall Size: 0.125" |  | 1410 | 1498
DLP3814X38125 | DLP381 4"x3" 8' Tapered Smooth Wall Size: 0.125" | 99 | 1283 | 1363
DLP3814X310125 | DLP381 4"x3" 10' Tapered Smooth Wall Size: 0.125" | 99 | 1325 | 1408
DLP3814X312125 | DLP381 4"x3" 12' Tapered Smooth Wall Size: 0.125" | 99 | 1368 | 1453
DLP3814X314125 | DLP381 4"x3" 14' Tapered Smooth Wall Size: 0.125" | 99 | 1410 | 1498
Tenon: | Factory Installed | Note: | 5% | 10%
N | None |  | NC | NC
T300 | 2-7/8” OD x 3” tall |  | NC | NC
T355 | 2-7/8” OD x 5.5” tall |  | NC | NC
SLV | Male sleeve welded to pole |  | 146 | 155
CAP | Removable Cap, No Tenon |  | 24 | 25
PF1 | Decorative Finial |  | 63 | 67
PF2 | Decorative Finial |  | 63 | 67
PF3 | Decorative Finial |  | 63 | 67
PF4 | Decorative Finial |  | 63 | 67
PF6 | Decorative Finial |  | 63 | 67
PF7 | Decorative Finial |  | 63 | 67
PF8 | Decorative Finial |  | 63 | 67
PF9 | Decorative Finial |  | 63 | 67
PF11 | Decorative Finial |  | 63 | 67
Tenon: | Factory Installed | Note: | 5% | 10%
N | None |  | NC | NC
GFIC | GFI in-use cover, cast aluminum | 96 | 197 | 209
GFIP | GFI in-use cover, plastic | 96 | 197 | 209
USB | Dual USB Port | 96 | 197 | 209
DBS | Direct Burial Shaft |  | Factory | Factory
Finish: | Description: | Note: | 5% | 10%
BK | Black |  | NC | NC
BZ | Bronze |  | NC | NC
DBZ | Dark Bronze |  | NC | NC
WH | White |  | NC | NC
GR | Green |  | NC | NC
SM | Silver Metallic |  | NC | NC
GY | Light Gray |  | NC | NC
TBK | Textured Black |  | NC | NC
CC | Custom Color (Consult Factory) |  | Factory | Factory
Anchor Bolts: | Description: | Note: | 5% | 10%
(Leave Blank) | Leave blank if you need anchor bolts |  | NC | NC
LAB | Less Anchor Bolts - Customer supplies own anchor bolts | 25 | -30 | -32
Notes:
(25) Customer is responsible for specifications of their own anchor bolts. Pemco does not assume any product warranty liability.
(96) Indicate Location
(99) No Tenon Required
1882 Lighting
DLP402 Decorative Pole
Pole Model: | Description: | Note: | 5% | 10%
DLP40248F125 | DLP402 4" 8' Fluted Wall Size: 0.125" |  | 1025 | 1089
DLP402410F125 | DLP402 4" 10' Fluted Wall Size: 0.125" |  | 1058 | 1124
DLP402412F125 | DLP402 4" 12' Fluted Wall Size: 0.125" |  | 1092 | 1160
DLP402414F125 | DLP402 4" 14' Fluted Wall Size: 0.125" |  | 1125 | 1195
DLP40248S125 | DLP402 4" 8' Smooth Wall Size: 0.125" |  | 1025 | 1089
DLP402410S125 | DLP402 4" 10' Smooth Wall Size: 0.125" |  | 1058 | 1124
DLP402412S125 | DLP402 4" 12' Smooth Wall Size: 0.125" |  | 1092 | 1160
DLP402414S125 | DLP402 4" 14' Smooth Wall Size: 0.125" |  | 1125 | 1195
DLP4024X38S125 | DLP402 4"x3" 8' Tapered Smooth Wall Size: 0.125" | 99 | TBD | TBD
DLP4024X310S125 | DLP402 4"x3" 10' Tapered Smooth Wall Size: 0.125" | 99 | 1196 | 1270
DLP4024X312S125 | DLP402 4"x3" 12' Tapered Smooth Wall Size: 0.125" | 99 | 1238 | 1315
DLP4024X314S125 | DLP402 4"x3" 14' Tapered Smooth Wall Size: 0.125" | 99 | 1280 | 1360
Tenon: | Factory Installed | Note: | 5% | 10%
N | None |  | NC | NC
T300 | 2-7/8” OD x 3” tall |  | NC | NC
T355 | 2-7/8” OD x 5.5” tall |  | NC | NC
SLV | Male sleeve welded to pole |  | 146 | 155
CAP | Removable Cap, No Tenon |  | 24 | 25
PF1 | Decorative Finial |  | 63 | 67
PF2 | Decorative Finial |  | 63 | 67
PF3 | Decorative Finial |  | 63 | 67
PF4 | Decorative Finial |  | 63 | 67
PF6 | Decorative Finial |  | 63 | 67
PF7 | Decorative Finial |  | 63 | 67
PF8 | Decorative Finial |  | 63 | 67
PF9 | Decorative Finial |  | 63 | 67
PF11 | Decorative Finial |  | 63 | 67
Tenon: | Factory Installed | Note: | 5% | 10%
N | None |  | NC | NC
GFIC | GFI in-use cover, cast aluminum | 96 | 197 | 209
GFIP | GFI in-use cover, plastic | 96 | 197 | 209
USB | Dual USB Port | 96 | 197 | 209
DBS | Direct Burial Shaft |  | Factory | Factory
Finish: | Description: | Note: | 5% | 10%
BK | Black |  | NC | NC
BZ | Bronze |  | NC | NC
DBZ | Dark Bronze |  | NC | NC
WH | White |  | NC | NC
GR | Green |  | NC | NC
SM | Silver Metallic |  | NC | NC
GY | Light Gray |  | NC | NC
TBK | Textured Black |  | NC | NC
CC | Custom Color (Consult Factory) |  | Factory | Factory
Anchor Bolts: | Description: | Note: | 5% | 10%
(Leave Blank) | Leave blank if you need anchor bolts |  | NC | NC
LAB | Less Anchor Bolts - Customer supplies own anchor bolts | 25 | -30 | -32
Notes:
(25) Customer is responsible for specifications of their own anchor bolts. Pemco does not assume any product warranty liability.
(96) Indicate Location
(99) No Tenon Required
1882 Lighting
DLP412 Decorative Pole
Pole Model: | Description: | Note: | 5% | 10%
DLP41248F125 | DLP412 4" 8' Fluted Wall Size: 0.125" |  | 1336 | 1419
DLP412410F125 | DLP412 4" 10' Fluted Wall Size: 0.125" |  | 1378 | 1464
DLP412412F125 | DLP412 4" 12' Fluted Wall Size: 0.125" |  | 1416 | 1504
DLP412414F125 | DLP412 4" 14' Fluted Wall Size: 0.125" |  | 1468 | 1559
DLP41248S125 | DLP412 4" 8' Smooth Wall Size: 0.125" |  | 1336 | 1419
DLP412410S125 | DLP412 4" 10' Smooth Wall Size: 0.125" |  | 1378 | 1464
DLP412412S125 | DLP412 4" 12' Smooth Wall Size: 0.125" |  | 1416 | 1504
DLP412414S125 | DLP412 4" 14' Smooth Wall Size: 0.125" |  | 1468 | 1559
DLP4124X38S125 | DLP412 4"x3" 8' Tapered Smooth Wall Size: 0.125" | 99 | TBD | TBD
DLP4124X310S125 | DLP412 4"x3" 10' Tapered Smooth Wall Size: 0.125" | 99 | 1520 | 1615
DLP4124X312S125 | DLP412 4"x3" 12' Tapered Smooth Wall Size: 0.125" | 99 | 1586 | 1685
DLP4124X314S125 | DLP412 4"x3" 14' Tapered Smooth Wall Size: 0.125" | 99 | 1652 | 1755
DLP41258F188 | DLP412 5" 8' Fluted Wall Size: 0.188" |  | 1383 | 1469
DLP412510F188 | DLP412 5" 10' Fluted Wall Size: 0.188" |  | 1416 | 1504
DLP412512F188 | DLP412 5" 12' Fluted Wall Size: 0.188" |  | 1480 | 1573
DLP412514F188 | DLP412 5" 14' Fluted Wall Size: 0.188" |  | 1491 | 1584
DLP412516F188 | DLP412 5" 16' Fluted Wall Size: 0.188" |  | 1530 | 1625
DLP412518F188 | DLP412 5" 18' Fluted Wall Size: 0.188" |  | 1568 | 1665
DLP41258S188 | DLP412 5" 8' Smooth Wall Size: 0.188" |  | 1383 | 1469
DLP412510S188 | DLP412 5" 10' Smooth Wall Size: 0.188" |  | 1416 | 1504
DLP412512S188 | DLP412 5" 12' Smooth Wall Size: 0.188" |  | 1480 | 1573
DLP412514S188 | DLP412 5" 14' Smooth Wall Size: 0.188" |  | 1491 | 1584
DLP412516S188 | DLP412 5" 16' Smooth Wall Size: 0.188" |  | 1530 | 1625
DLP412518S188 | DLP412 5" 18' Smooth Wall Size: 0.188" |  | 1568 | 1665
DLP4125X38S188 | DLP412 5"x3" 8' Tapered Smooth Wall Size: 0.188" | 99 | TBD | TBD
DLP4125X310S188 | DLP412 5"x3" 10' Tapered Smooth Wall Size: 0.188" | 99 | 1460 | 1552
DLP4125X312S188 | DLP412 5"x3" 12' Tapered Smooth Wall Size: 0.188" | 99 | 1510 | 1604
DLP4125X314S188 | DLP412 5"x3" 14' Tapered Smooth Wall Size: 0.188" | 99 | 1562 | 1659
DLP4125X316S188 | DLP412 5"x3" 16' Tapered Smooth Wall Size: 0.188" | 99 | 1611 | 1712
DLP4125X318S188 | DLP412 5"x3" 18' Tapered Smooth Wall Size: 0.188" | 99 | 1663 | 1767
Wall Size: | Factory Installed | Note: | 5% | 10%
188 | 0.188 |  | 79 | 84
Tenon: | Factory Installed | Note: | 5% | 10%
N | None |  | NC | NC
T300 | 2-7/8” OD x 3” tall |  | NC | NC
T355 | 2-7/8” OD x 5.5” tall |  | NC | NC
SLV | Male sleeve welded to pole |  | 146 | 155
CAP | Removable Cap, No Tenon |  | 24 | 25
PF1 | Decorative Finial |  | 63 | 67
PF2 | Decorative Finial |  | 63 | 67
PF3 | Decorative Finial |  | 63 | 67
PF4 | Decorative Finial |  | 63 | 67
PF6 | Decorative Finial |  | 63 | 67
PF7 | Decorative Finial |  | 63 | 67
PF8 | Decorative Finial |  | 63 | 67
PF9 | Decorative Finial |  | 63 | 67
PF11 | Decorative Finial |  | 63 | 67
Tenon: | Factory Installed | Note: | 5% | 10%
N | None |  | NC | NC
GFIC | GFI in-use cover, cast aluminum | 96 | 197 | 209
GFIP | GFI in-use cover, plastic | 96 | 197 | 209
USB | Dual USB Port | 96 | 197 | 209
DBS | Direct Burial Shaft |  | Factory | Factory
Finish: | Description: | Note: | 5% | 10%
BK | Black |  | NC | NC
BZ | Bronze |  | NC | NC
DBZ | Dark Bronze |  | NC | NC
WH | White |  | NC | NC
GR | Green |  | NC | NC
SM | Silver Metallic |  | NC | NC
GY | Light Gray |  | NC | NC
TBK | Textured Black |  | NC | NC
CC | Custom Color (Consult Factory) |  | Factory | Factory
Anchor Bolts: | Description: | Note: | 5% | 10%
(Leave Blank) | Leave blank if you need anchor bolts |  | NC | NC
LAB | Less Anchor Bolts - Customer supplies own anchor bolts | 25 | -30 | -32
Notes:
(25) Customer is responsible for specifications of their own anchor bolts. Pemco does not assume any product warranty liability.
(96) Indicate Location
(99) No Tenon Required
1882 Lighting
DLP413 Decorative Pole
Pole Model: | Description: | Note: | 5% | 10%
DLP41348125 | DLP413 4" 8' Fluted Wall Size: 0.125" |  | 1252 | 1330
DLP413410125 | DLP413 4" 10' Fluted Wall Size: 0.125" |  | 1291 | 1372
DLP413412125 | DLP413 4" 12' Fluted Wall Size: 0.125" |  | 1326 | 1409
DLP413414125 | DLP413 4" 14' Fluted Wall Size: 0.125" |  | 1378 | 1464
DLP41348125 | DLP413 4" 8' Smooth Wall Size: 0.125" |  | 1252 | 1330
DLP413410125 | DLP413 4" 10' Smooth Wall Size: 0.125" |  | 1291 | 1372
DLP413412125 | DLP413 4" 12' Smooth Wall Size: 0.125" |  | 1326 | 1409
DLP413414125 | DLP413 4" 14' Smooth Wall Size: 0.125" |  | 1378 | 1464
DLP4134X38125 | DLP413 4"x3" 8' Tapered Smooth Wall Size: 0.125" | 99 | TBD | TBD
DLP4134X310125 | DLP413 4"x3" 10' Tapered Smooth Wall Size: 0.125" | 99 | 1392 | 1479
DLP4134X312125 | DLP413 4"x3" 12' Tapered Smooth Wall Size: 0.125" | 99 | 1453 | 1544
DLP4134X314125 | DLP413 4"x3" 14' Tapered Smooth Wall Size: 0.125" | 99 | 1489 | 1582
DLP41358188 | DLP413 5" 8' Fluted Wall Size: 0.188" |  | TBD | TBD
DLP413510188 | DLP413 5" 10' Fluted Wall Size: 0.188" |  | 1326 | 1409
DLP413512188 | DLP413 5" 12' Fluted Wall Size: 0.188" |  | 1388 | 1474
DLP413514188 | DLP413 5" 14' Fluted Wall Size: 0.188" |  | 1399 | 1487
DLP413516188 | DLP413 5" 16' Fluted Wall Size: 0.188" |  | 1446 | 1537
DLP413518188 | DLP413 5" 18' Fluted Wall Size: 0.188" |  | 1491 | 1584
DLP41358188 | DLP413 5" 8' Smooth Wall Size: 0.188" |  | TBD | TBD
DLP413510188 | DLP413 5" 10' Smooth Wall Size: 0.188" |  | 1326 | 1409
DLP413512188 | DLP413 5" 12' Smooth Wall Size: 0.188" |  | 1388 | 1474
DLP413514188 | DLP413 5" 14' Smooth Wall Size: 0.188" |  | 1399 | 1487
DLP413516188 | DLP413 5" 16' Smooth Wall Size: 0.188" |  | 1446 | 1537
DLP413518188 | DLP413 5" 18' Smooth Wall Size: 0.188" |  | 1491 | 1584
DLP4135X38188 | DLP413 5"x3" 8' Tapered Smooth Wall Size: 0.188" | 99 | TBD | TBD
DLP4135X310188 | DLP413 5"x3" 10' Tapered Smooth Wall Size: 0.188" | 99 | 1537 | 1633
DLP4135X312188 | DLP413 5"x3" 12' Tapered Smooth Wall Size: 0.188" | 99 | 1573 | 1672
DLP4135X314188 | DLP413 5"x3" 14' Tapered Smooth Wall Size: 0.188" | 99 | 1656 | 1759
DLP4135X316188 | DLP413 5"x3" 16' Tapered Smooth Wall Size: 0.188" | 99 | 1691 | 1797
DLP4135X318188 | DLP413 5"x3" 18' Tapered Smooth Wall Size: 0.188" | 99 | 1779 | 1890
Wall Size: | Factory Installed | Note: | 5% | 10%
188 | 0.188 |  | 79 | 84
Tenon: | Factory Installed | Note: | 5% | 10%
N | None |  | NC | NC
T300 | 2-7/8” OD x 3” tall |  | NC | NC
T355 | 2-7/8” OD x 5.5” tall |  | NC | NC
SLV | Male sleeve welded to pole |  | 146 | 155
CAP | Removable Cap, No Tenon |  | 24 | 25
PF1 | Decorative Finial |  | 63 | 67
PF2 | Decorative Finial |  | 63 | 67
PF3 | Decorative Finial |  | 63 | 67
PF4 | Decorative Finial |  | 63 | 67
PF6 | Decorative Finial |  | 63 | 67
PF7 | Decorative Finial |  | 63 | 67
PF8 | Decorative Finial |  | 63 | 67
PF9 | Decorative Finial |  | 63 | 67
PF11 | Decorative Finial |  | 63 | 67
Tenon: | Factory Installed | Note: | 5% | 10%
N | None |  | NC | NC
GFIC | GFI in-use cover, cast aluminum | 96 | 197 | 209
GFIP | GFI in-use cover, plastic | 96 | 197 | 209
USB | Dual USB Port | 96 | 197 | 209
DBS | Direct Burial Shaft |  | Factory | Factory
Finish: | Description: | Note: | 5% | 10%
BK | Black |  | NC | NC
BZ | Bronze |  | NC | NC
DBZ | Dark Bronze |  | NC | NC
WH | White |  | NC | NC
GR | Green |  | NC | NC
SM | Silver Metallic |  | NC | NC
GY | Light Gray |  | NC | NC
TBK | Textured Black |  | NC | NC
CC | Custom Color (Consult Factory) |  | Factory | Factory
Anchor Bolts: | Description: | Note: | 5% | 10%
(Leave Blank) | Leave blank if you need anchor bolts |  | NC | NC
LAB | Less Anchor Bolts - Customer supplies own anchor bolts | 25 | -30 | -32
Notes:
(25) Customer is responsible for specifications of their own anchor bolts. Pemco does not assume any product warranty liability.
(96) Indicate Location
(99) No Tenon Required
1882 Lighting
DLP414 Decorative Pole
Pole Model: | Description: | Note: | 5% | 10%
DLP41448F125 | DLP414 4" 8' Fluted Wall Size: 0.125" |  | 1411 | 1499
DLP414410F125 | DLP414 4" 10' Fluted Wall Size: 0.125" |  | 1449 | 1539
DLP414412F125 | DLP414 4" 12' Fluted Wall Size: 0.125" |  | 1483 | 1575
DLP414414F125 | DLP414 4" 15' Fluted Wall Size: 0.125" |  | 1536 | 1632
DLP41448S125 | DLP414 4" 8' Smooth Wall Size: 0.125" |  | 1411 | 1499
DLP414410S125 | DLP414 4" 10' Smooth Wall Size: 0.125" |  | 1449 | 1539
DLP414412S125 | DLP414 4" 12' Smooth Wall Size: 0.125" |  | 1483 | 1575
DLP414414S125 | DLP414 4" 14' Smooth Wall Size: 0.125" |  | 1536 | 1632
DLP4144X38S125 | DLP414 4"x3" 8' Tapered Smooth Wall Size: 0.125" | 99 | TBD | TBD
DLP4144X310S125 | DLP414 4"x3" 10' Tapered Smooth Wall Size: 0.125" | 99 | 1551 | 1648
DLP4144X312S125 | DLP414 4"x3" 12' Tapered Smooth Wall Size: 0.125" | 99 | 1610 | 1710
DLP4144X314S125 | DLP414 4"x3" 14' Tapered Smooth Wall Size: 0.125" | 99 | 1542 | 1638
DLP41458F188 | DLP414 5" 8' Fluted Wall Size: 0.188" |  | TBD | TBD
DLP414510F188 | DLP414 5" 10' Fluted Wall Size: 0.188" |  | 1483 | 1575
DLP414512F188 | DLP414 5" 12' Fluted Wall Size: 0.188" |  | 1545 | 1642
DLP414514F188 | DLP414 5" 14' Fluted Wall Size: 0.188" |  | 1556 | 1653
DLP414516F188 | DLP414 5" 16' Fluted Wall Size: 0.188" |  | 1603 | 1703
DLP414518F188 | DLP414 5" 18' Fluted Wall Size: 0.188" |  | 1650 | 1753
DLP41458S188 | DLP414 5" 8' Smooth Wall Size: 0.188" |  | TBD | TBD
DLP414510S188 | DLP414 5" 10' Smooth Wall Size: 0.188" |  | 1483 | 1575
DLP414512S188 | DLP414 5" 12' Smooth Wall Size: 0.188" |  | 1545 | 1642
DLP414514S188 | DLP414 5" 14' Smooth Wall Size: 0.188" |  | 1556 | 1653
DLP414516S188 | DLP414 5" 16' Smooth Wall Size: 0.188" |  | 1603 | 1703
DLP414518S188 | DLP414 5" 18' Smooth Wall Size: 0.188" |  | 1650 | 1753
DLP4145X38S188 | DLP414 5"x3" 8' Tapered Smooth Wall Size: 0.188" | 99 | TBD | TBD
DLP4145X310S188 | DLP414 5"x3" 10' Tapered Smooth Wall Size: 0.188" | 99 | 1695 | 1800
DLP4145X312S188 | DLP414 5"x3" 12' Tapered Smooth Wall Size: 0.188" | 99 | 1731 | 1839
DLP4145X314S188 | DLP414 5"x3" 14' Tapered Smooth Wall Size: 0.188" | 99 | 1812 | 1925
DLP4145X316S188 | DLP414 5"x3" 16' Tapered Smooth Wall Size: 0.188" | 99 | 1849 | 1964
DLP4145X318S188 | DLP414 5"x3" 18' Tapered Smooth Wall Size: 0.188" | 99 | 1938 | 2059
Wall Size: | Factory Installed | Note: | 5% | 10%
188 | 0.188 |  | 79 | 84
Tenon: | Factory Installed | Note: | 5% | 10%
N | None |  | NC | NC
T300 | 2-7/8” OD x 3” tall |  | NC | NC
T355 | 2-7/8” OD x 5.5” tall |  | NC | NC
SLV | Male sleeve welded to pole |  | 146 | 155
CAP | Removable Cap, No Tenon |  | 24 | 25
PF1 | Decorative Finial |  | 63 | 67
PF2 | Decorative Finial |  | 63 | 67
PF3 | Decorative Finial |  | 63 | 67
PF4 | Decorative Finial |  | 63 | 67
PF6 | Decorative Finial |  | 63 | 67
PF7 | Decorative Finial |  | 63 | 67
PF8 | Decorative Finial |  | 63 | 67
PF9 | Decorative Finial |  | 63 | 67
PF11 | Decorative Finial |  | 63 | 67
Tenon: | Factory Installed | Note: | 5% | 10%
N | None |  | NC | NC
GFIC | GFI in-use cover, cast aluminum | 96 | 197 | 209
GFIP | GFI in-use cover, plastic | 96 | 197 | 209
USB | Dual USB Port | 96 | 197 | 209
DBS | Direct Burial Shaft |  | Factory | Factory
Finish: | Description: | Note: | 5% | 10%
BK | Black |  | NC | NC
BZ | Bronze |  | NC | NC
DBZ | Dark Bronze |  | NC | NC
WH | White |  | NC | NC
GR | Green |  | NC | NC
SM | Silver Metallic |  | NC | NC
GY | Light Gray |  | NC | NC
TBK | Textured Black |  | NC | NC
CC | Custom Color (Consult Factory) |  | Factory | Factory
Anchor Bolts: | Description: | Note: | 5% | 10%
(Leave Blank) | Leave blank if you need anchor bolts |  | NC | NC
LAB | Less Anchor Bolts - Customer supplies own anchor bolts |  | -30 | -32
Notes:
(25) Customer is responsible for specifications of their own anchor bolts. Pemco does not assume any product warranty liability.
(96) Indicate Location
(99) No Tenon Required
1882 Lighting
DLP416 Decorative Pole
Pole Model: | Description: | Note: | 5% | 10%
DLP41648F125 | DLP416 4" 8' Fluted Wall Size: 0.125" |  | 1276 | 1355
DLP416410F125 | DLP416 4" 10' Fluted Wall Size: 0.125" |  | 1300 | 1382
DLP416412F125 | DLP416 4" 12' Fluted Wall Size: 0.125" | 94 | 1336 | 1419
DLP416414F125 | DLP416 4" 14' Fluted Wall Size: 0.125" |  | 1389 | 1475
DLP41648S125 | DLP416 4" 8' Smooth Wall Size: 0.125" |  | 1276 | 1355
DLP416410S125 | DLP416 4" 10' Smooth Wall Size: 0.125" |  | 1300 | 1382
DLP416412S125 | DLP416 4" 12' Smooth Wall Size: 0.125" | 94 | 1336 | 1419
DLP416414S125 | DLP416 4" 14' Smooth Wall Size: 0.125" |  | 1389 | 1475
DLP4164X38S125 | DLP416 4"x3" 8' Tapered Smooth Wall Size: 0.125" | 99 | TBD | TBD
DLP4164X310S125 | DLP416 4"x3" 10' Tapered Smooth Wall Size: 0.125" | 99 | 1564 | 1662
DLP4164X312S125 | DLP416 4"x3" 12' Tapered Smooth Wall Size: 0.125" | 99 | 1625 | 1727
DLP4164X314S125 | DLP416 4"x3" 14' Tapered Smooth Wall Size: 0.125" | 99 | 1664 | 1768
DLP41658F188 | DLP416 5" 8' Fluted Wall Size: 0.188" |  | TBD | TBD
DLP416510F188 | DLP416 5" 10' Fluted Wall Size: 0.188" |  | 1326 | 1409
DLP416512F188 | DLP416 5" 12' Fluted Wall Size: 0.188" |  | 1368 | 1453
DLP416514F188 | DLP416 5" 14' Fluted Wall Size: 0.188" | 94 | 1423 | 1512
DLP416516F188 | DLP416 5" 16' Fluted Wall Size: 0.188" |  | 1453 | 1544
DLP416518F188 | DLP416 5" 18' Fluted Wall Size: 0.188" |  | 1483 | 1575
DLP416520F188 | DLP416 5" 20' Fluted Wall Size: 0.188" |  | 1546 | 1643
DLP41658S188 | DLP416 5" 8' Smooth Wall Size: 0.188" |  | TBD | TBD
DLP416510S188 | DLP416 5" 10' Smooth Wall Size: 0.188" |  | 1326 | 1409
DLP416512S188 | DLP416 5" 12' Smooth Wall Size: 0.188" |  | 1368 | 1453
DLP416514S188 | DLP416 5" 14' Smooth Wall Size: 0.188" | 94 | 1423 | 1512
DLP416516S188 | DLP416 5" 16' Smooth Wall Size: 0.188" |  | 1453 | 1544
DLP416518S188 | DLP416 5" 18' Smooth Wall Size: 0.188" |  | 1483 | 1575
DLP416520S188 | DLP416 5" 20' Smooth Wall Size: 0.188" |  | 1546 | 1643
DLP4165X38S188 | DLP416 5"x3" 8' Tapered Smooth Wall Size: 0.188" | 99 | TBD | TBD
DLP4165X310S188 | DLP416 5"x3" 10' Tapered Smooth Wall Size: 0.188" | 99 | 1640 | 1743
DLP4165X312S188 | DLP416 5"x3" 12' Tapered Smooth Wall Size: 0.188" | 99 | 1653 | 1757
DLP4165X314S188 | DLP416 5"x3" 14' Tapered Smooth Wall Size: 0.188" | 99 | 1752 | 1862
DLP4165X316S188 | DLP416 5"x3" 16' Tapered Smooth Wall Size: 0.188" | 99 | 1789 | 1900
DLP4165X318S188 | DLP416 5"x3" 18' Tapered Smooth Wall Size: 0.188" | 99 | 1826 | 1940
DLP4165X320S188 | DLP416 5"x3" 20' Tapered Smooth Wall Size: 0.188" | 99 | 2445 | 2598
Wall Size: | Factory Installed | Note: | 5% | 10%
188 | 0.188 |  | 79 | 84
250 | 0.250 |  | 157 | 167
Tenon: | Factory Installed | Note: | 5% | 10%
N | None |  | NC | NC
T300 | 2-7/8” OD x 3” tall | 94 | NC | NC
T355 | 2-7/8” OD x 5.5” tall |  | NC | NC
SLV | Male sleeve welded to pole |  | 146 | 155
CAP | Removable Cap, No Tenon |  | 24 | 25
PF1 | Decorative Finial |  | 63 | 67
PF2 | Decorative Finial |  | 63 | 67
PF3 | Decorative Finial |  | 63 | 67
PF4 | Decorative Finial |  | 63 | 67
PF6 | Decorative Finial |  | 63 | 67
PF7 | Decorative Finial |  | 63 | 67
PF8 | Decorative Finial |  | 63 | 67
PF9 | Decorative Finial |  | 63 | 67
PF11 | Decorative Finial |  | 63 | 67
Tenon: | Factory Installed | Note: | 5% | 10%
N | None | 94 | NC | NC
GFIC | GFI in-use cover, cast aluminum | 96 | 197 | 209
GFIP | GFI in-use cover, plastic | 96 | 197 | 209
USB | Dual USB Port | 96 | 197 | 209
DBS | Direct Burial Shaft |  | Factory | Factory
Finish: | Description: | Note: | 5% | 10%
BK | Black | 94 | NC | NC
BZ | Bronze |  | NC | NC
DBZ | Dark Bronze |  | NC | NC
WH | White |  | NC | NC
GR | Green |  | NC | NC
SM | Silver Metallic |  | NC | NC
GY | Light Gray |  | NC | NC
TBK | Textured Black |  | NC | NC
CC | Custom Color (Consult Factory) |  | Factory | Factory
Anchor Bolts: | Description: | Note: | 5% | 10%
(Leave Blank) | Leave blank if you need anchor bolts |  | NC | NC
LAB | Less Anchor Bolts - Customer supplies own anchor bolts | 25 | -30 | -32
Notes:
(25) Customer is responsible for specifications of their own anchor bolts. Pemco does not assume any product warranty liability.
(94) Quick Ship
(96) Indicate Location
(99) No Tenon Required
1882 Lighting
DLP418 Decorative Pole
Pole Model: | Description: | Note: | 5% | 10%
DLP41848F125 | DLP418 4" 8' Fluted Wall Size: 0.125" |  | 1252 | 1330
DLP418410F125 | DLP418 4" 10' Fluted Wall Size: 0.125" |  | 1278 | 1358
DLP418412F125 | DLP418 4" 12' Fluted Wall Size: 0.125" |  | 1315 | 1397
DLP418414F125 | DLP418 4" 14' Fluted Wall Size: 0.125" |  | 1365 | 1450
DLP41848S125 | DLP418 4" 8' Smooth Wall Size: 0.125" |  | 1252 | 1330
DLP418410S125 | DLP418 4" 10' Smooth Wall Size: 0.125" |  | 1278 | 1358
DLP418412S125 | DLP418 4" 12' Smooth Wall Size: 0.125" |  | 1315 | 1397
DLP418414S125 | DLP418 4" 14' Smooth Wall Size: 0.125" |  | 1365 | 1450
DLP4184X38S125 | DLP418 4"x3" 8' Tapered Smooth Wall Size: 0.125" | 99 | TBD | TBD
DLP4184X310S125 | DLP418 4"x3" 10' Tapered Smooth Wall Size: 0.125" | 99 | 1582 | 1680
DLP4184X312S125 | DLP418 4"x3" 12' Tapered Smooth Wall Size: 0.125" | 99 | 1642 | 1744
DLP4184X314S125 | DLP418 4"x3" 14' Tapered Smooth Wall Size: 0.125" | 99 | 1678 | 1783
DLP41858F188 | DLP418 5" 8' Fluted Wall Size: 0.188" |  | TBD | TBD
DLP418510F188 | DLP418 5" 10' Fluted Wall Size: 0.188" |  | 1304 | 1385
DLP418512F188 | DLP418 5" 12' Fluted Wall Size: 0.188" |  | 1342 | 1425
DLP418514F188 | DLP418 5" 14' Fluted Wall Size: 0.188" |  | 1398 | 1485
DLP418516F188 | DLP418 5" 16' Fluted Wall Size: 0.188" |  | 1428 | 1517
DLP418518F188 | DLP418 5" 18' Fluted Wall Size: 0.188" |  | 1457 | 1548
DLP418520F188 | DLP418 5" 20' Fluted Wall Size: 0.188" |  | 1757 | 1867
DLP41858S188 | DLP418 5" 8' Smooth Wall Size: 0.188" |  | TBD | TBD
DLP418510S188 | DLP418 5" 10' Smooth Wall Size: 0.188" |  | 1304 | 1385
DLP418512S188 | DLP418 5" 12' Smooth Wall Size: 0.188" |  | 1342 | 1425
DLP418514S188 | DLP418 5" 14' Smooth Wall Size: 0.188" |  | 1398 | 1485
DLP418516S188 | DLP418 5" 16' Smooth Wall Size: 0.188" |  | 1428 | 1517
DLP418518S188 | DLP418 5" 18' Smooth Wall Size: 0.188" |  | 1457 | 1548
DLP418520S188 | DLP418 5" 20' Smooth Wall Size: 0.188" |  | 1757 | 1867
DLP4185X38S125 | DLP418 5"x3" 8' Tapered Smooth Wall Size: 0.125" | 99 | TBD | TBD
DLP4185X310S125 | DLP418 5"x3" 10' Tapered Smooth Wall Size: 0.125" | 99 | 1652 | 1755
DLP4185X312S125 | DLP418 5"x3" 12' Tapered Smooth Wall Size: 0.125" | 99 | 1665 | 1769
DLP4185X314S125 | DLP418 5"x3" 14' Tapered Smooth Wall Size: 0.125" | 99 | 1764 | 1874
DLP4185X316S125 | DLP418 5"x3" 16' Tapered Smooth Wall Size: 0.125" | 99 | 1800 | 1913
DLP4185X318S125 | DLP418 5"x3" 18' Tapered Smooth Wall Size: 0.125" | 99 | 1837 | 1952
DLP4185X320S125 | DLP418 5"x3" 20' Tapered Smooth Wall Size: 0.125" | 99 | 1897 | 2015
Wall Size: | Factory Installed | Note: | 5% | 10%
188 | 0.188 |  | 79 | 84
250 | 0.250 |  | 157 | 167
Tenon: | Factory Installed | Note: | 5% | 10%
N | None |  | NC | NC
T300 | 2-7/8” OD x 3” tall |  | NC | NC
T355 | 2-7/8” OD x 5.5” tall |  | NC | NC
SLV | Male sleeve welded to pole |  | 146 | 155
CAP | Removable Cap, No Tenon |  | 24 | 25
PF1 | Decorative Finial |  | 63 | 67
PF2 | Decorative Finial |  | 63 | 67
PF3 | Decorative Finial |  | 63 | 67
PF4 | Decorative Finial |  | 63 | 67
PF6 | Decorative Finial |  | 63 | 67
PF7 | Decorative Finial |  | 63 | 67
PF8 | Decorative Finial |  | 63 | 67
PF9 | Decorative Finial |  | 63 | 67
PF11 | Decorative Finial |  | 63 | 67
Tenon: | Factory Installed | Note: | 5% | 10%
N | None |  | NC | NC
GFIC | GFI in-use cover, cast aluminum | 96 | 197 | 209
GFIP | GFI in-use cover, plastic | 96 | 197 | 209
USB | Dual USB Port | 96 | 197 | 209
DBS | Direct Burial Shaft |  | Factory | Factory
Finish: | Description: | Note: | 5% | 10%
BK | Black |  | NC | NC
BZ | Bronze |  | NC | NC
DBZ | Dark Bronze |  | NC | NC
WH | White |  | NC | NC
GR | Green |  | NC | NC
SM | Silver Metallic |  | NC | NC
GY | Light Gray |  | NC | NC
TBK | Textured Black |  | NC | NC
CC | Custom Color (Consult Factory) |  | Factory | Factory
Anchor Bolts: | Description: | Note: | 5% | 10%
(Leave Blank) | Leave blank if you need anchor bolts |  | NC | NC
LAB | Less Anchor Bolts - Customer supplies own anchor bolts | 25 | -30 | -32
Notes:
(25) Customer is responsible for specifications of their own anchor bolts. Pemco does not assume any product warranty liability.
(96) Indicate Location
(99) No Tenon Required
1882 Lighting
DLP420 Decorative Pole
Pole Model: | Description: | Note: | 5% | 10%
DLP420410125F | DLP420 4" 10' Fluted Wall Size: 0.125" |  | 1449 | 1539
DLP420412125F | DLP420 4" 12' Fluted Wall Size: 0.125" |  | 1483 | 1575
DLP420414125F | DLP420 4" 14' Fluted Wall Size: 0.125" |  | 1536 | 1632
DLP420410125S | DLP420 4" 10' Smooth Wall Size: 0.125" |  | 1449 | 1539
DLP420412125S | DLP420 4" 12' Smooth Wall Size: 0.125" |  | 1483 | 1575
DLP420420125S | DLP420 4" 14' Smooth Wall Size: 0.125" |  | 1536 | 1632
DLP420510188F | DLP420 5" 10' Fluted Wall Size: 0.188" |  | 1483 | 1575
DLP420512188F | DLP420 5" 12' Fluted Wall Size: 0.188" |  | 1545 | 1642
DLP420514188F | DLP420 5" 14' Fluted Wall Size: 0.188" |  | 1556 | 1653
DLP420516188F | DLP420 5" 16' Fluted Wall Size: 0.188" |  | 1603 | 1703
DLP420518188F | DLP420 5" 18' Fluted Wall Size: 0.188" |  | 1650 | 1753
DLP420520188F | DLP420 5" 20' Fluted Wall Size: 0.188" |  | 1713 | 1820
DLP420510188S | DLP420 5" 10' Smooth Wall Size: 0.188" |  | 1483 | 1575
DLP420512188S | DLP420 5" 12' Smooth Wall Size: 0.188" |  | 1545 | 1642
DLP420514188S | DLP420 5" 14' Smooth Wall Size: 0.188" |  | 1556 | 1653
DLP420516188S | DLP420 5" 16' Smooth Wall Size: 0.188" |  | 1603 | 1703
DLP420518188S | DLP420 5" 18' Smooth Wall Size: 0.188" |  | 1650 | 1753
DLP420520188S | DLP420 5" 20' Smooth Wall Size: 0.188" |  | 1713 | 1820
Wall Size: | Factory Installed | Note: | 5% | 10%
188 | 0.188 |  | 79 | 84
Tenon: | Factory Installed | Note: | 5% | 10%
N | None |  | NC | NC
T300 | 2-7/8” OD x 3” tall |  | NC | NC
T355 | 2-7/8” OD x 5.5” tall |  | NC | NC
SLV | Male sleeve welded to pole |  | 146 | 155
CAP | Removable Cap, No Tenon |  | 24 | 25
PF1 | Decorative Finial |  | 63 | 67
PF2 | Decorative Finial |  | 63 | 67
PF3 | Decorative Finial |  | 63 | 67
PF4 | Decorative Finial |  | 63 | 67
PF6 | Decorative Finial |  | 63 | 67
PF7 | Decorative Finial |  | 63 | 67
PF8 | Decorative Finial |  | 63 | 67
PF9 | Decorative Finial |  | 63 | 67
PF11 | Decorative Finial |  | 63 | 67
Tenon: | Factory Installed | Note: | 5% | 10%
N | None |  | NC | NC
GFIC | GFI in-use cover, cast aluminum | 96 | 197 | 209
GFIP | GFI in-use cover, plastic | 96 | 197 | 209
USB | Dual USB Port | 96 | 197 | 209
DBS | Direct Burial Shaft |  | Factory | Factory
Finish: | Description: | Note: | 5% | 10%
BK | Black |  | NC | NC
BZ | Bronze |  | NC | NC
DBZ | Dark Bronze |  | NC | NC
WH | White |  | NC | NC
GR | Green |  | NC | NC
SM | Silver Metallic |  | NC | NC
GY | Light Gray |  | NC | NC
TBK | Textured Black |  | NC | NC
CC | Custom Color (Consult Factory) |  | Factory | Factory
Anchor Bolts: | Description: | Note: | 5% | 10%
(Leave Blank) | Leave blank if you need anchor bolts |  | NC | NC
LAB | Less Anchor Bolts - Customer supplies own anchor bolts | 25 | -30 | -32
Notes:
(25) Customer is responsible for specifications of their own anchor bolts. Pemco does not assume any product warranty liability.
(96) Indicate Location
1882 Lighting
DLP512 Decorative Pole
Pole Model: | Description: | Note: | 5% | 10%
DLB51248F125 | DLP512 4" 8' Fluted Wall Size: 0.125" |  | 1185 | 1259
DLB512410F125 | DLP512 4" 10' Fluted Wall Size: 0.125" |  | 1235 | 1312
DLB512412F125 | DLP512 4" 12' Fluted Wall Size: 0.125" |  | 1260 | 1339
DLB512414F125 | DLP512 4" 14' Fluted Wall Size: 0.125" |  | 1289 | 1369
DLB51248S125 | DLP512 4" 8' Smooth Wall Size: 0.125" |  | 1185 | 1259
DLB512410S125 | DLP512 4" 10' Smooth Wall Size: 0.125" |  | 1235 | 1312
DLB512412S125 | DLP512 4" 12' Smooth Wall Size: 0.125" |  | 1260 | 1339
DLB512414S125 | DLP512 4" 14' Smooth Wall Size: 0.125" |  | 1289 | 1369
DLB5124X310S125 | DLP512 4"x3" 10' Tapered Smooth Wall Size: 0.125" | 99 | 1391 | 1478
DLB5124X312S125 | DLP512 4"x3" 12' Tapered Smooth Wall Size: 0.125" | 99 | 1417 | 1505
DLB5124X314S125 | DLP512 4"x3" 14' Tapered Smooth Wall Size: 0.125" | 99 | 1446 | 1537
DLB51258F188 | DLP512 5" 8' Fluted Wall Size: 0.188" |  | 1235 | 1312
DLB512510F188 | DLP512 5" 10' Fluted Wall Size: 0.188" |  | 1279 | 1359
DLB512512F188 | DLP512 5" 12' Fluted Wall Size: 0.188" |  | 1232 | 1309
DLB512514F188 | DLP512 5" 14' Fluted Wall Size: 0.188" |  | 1348 | 1432
DLB512516F188 | DLP512 5" 16' Fluted Wall Size: 0.188" |  | 1384 | 1470
DLB512518F188 | DLP512 5" 18' Fluted Wall Size: 0.188" |  | 1422 | 1510
DLB51258S188 | DLP512 5" 8' Smooth Wall Size: 0.188" |  | 1235 | 1312
DLB512510S188 | DLP512 5" 10' Smooth Wall Size: 0.188" |  | 1279 | 1359
DLB512512S188 | DLP512 5" 12' Smooth Wall Size: 0.188" |  | 1232 | 1309
DLB512514S188 | DLP512 5" 14' Smooth Wall Size: 0.188" |  | 1348 | 1432
DLB512516S188 | DLP512 5" 16' Smooth Wall Size: 0.188" |  | 1384 | 1470
DLB512518S188 | DLP512 5" 18' Smooth Wall Size: 0.188" |  | 1422 | 1510
DLB5125X310S188 | DLP512 5"x3" 10' Tapered Smooth Wall Size: 0.188" | 99 | 1570 | 1668
DLB5125X312S188 | DLP512 5"x3" 12' Tapered Smooth Wall Size: 0.188" | 99 | 1605 | 1705
DLB5125X314S188 | DLP512 5"x3" 14' Tapered Smooth Wall Size: 0.188" | 99 | 1684 | 1789
DLB5125X316S188 | DLP512 5"x3" 16' Tapered Smooth Wall Size: 0.188" | 99 | 1720 | 1828
DLB5125X318S188 | DLP512 5"x3" 18' Tapered Smooth Wall Size: 0.188" | 99 | 1763 | 1873
Wall Size: | Factory Installed | Note: | 5% | 10%
188 | 0.188 |  | 76 | 80
Tenon: | Factory Installed | Note: | 5% | 10%
N | None |  | NC | NC
T300 | 2-7/8” OD x 3” tall |  | NC | NC
T355 | 2-7/8” OD x 5.5” tall |  | NC | NC
SLV | Male sleeve welded to pole |  | 146 | 155
CAP | Removable Cap, No Tenon |  | 24 | 25
PF1 | Decorative Finial |  | 63 | 67
PF2 | Decorative Finial |  | 63 | 67
PF3 | Decorative Finial |  | 63 | 67
PF4 | Decorative Finial |  | 63 | 67
PF6 | Decorative Finial |  | 63 | 67
PF7 | Decorative Finial |  | 63 | 67
PF8 | Decorative Finial |  | 63 | 67
PF9 | Decorative Finial |  | 63 | 67
PF11 | Decorative Finial |  | 63 | 67
Tenon: | Factory Installed | Note: | 5% | 10%
N | None |  | NC | NC
GFIC | GFI in-use cover, cast aluminum | 96 | 190 | 202
GFIP | GFI in-use cover, plastic | 96 | 190 | 202
USB | Dual USB Port | 96 | 190 | 202
DBS | Direct Burial Shaft |  | Factory | Factory
Finish: | Description: | Note: | 5% | 10%
BK | Black |  | NC | NC
BZ | Bronze |  | NC | NC
DBZ | Dark Bronze |  | NC | NC
WH | White |  | NC | NC
GR | Green |  | NC | NC
SM | Silver Metallic |  | NC | NC
GY | Light Gray |  | NC | NC
TBK | Textured Black |  | NC | NC
CC | Custom Color (Consult Factory) |  | Factory | Factory
Anchor Bolts: | Description: | Note: | 5% | 10%
(Leave Blank) | Leave blank if you need anchor bolts |  | NC | NC
LAB | Less Anchor Bolts - Customer supplies own anchor bolts | 25 | -30 | -32
Notes:
(25) Customer is responsible for specifications of their own anchor bolts. Pemco does not assume any product warranty liability.
(96) Indicate Location
(99) No Tenon Required
1882 Lighting
DLP612 Decorative Pole
Pole Model: | Description: | Note: | 5% | 10%
DLP61248F125 | DLP612 4" 8' Fluted Wall Size: 0.125" |  | 1278 | 1358
DLP612410F125 | DLP612 4" 10' Fluted Wall Size: 0.125" |  | 1345 | 1429
DLP612412F125 | DLP612 4" 12' Fluted Wall Size: 0.125" |  | 1389 | 1475
DLP612414F125 | DLP612 4" 14' Fluted Wall Size: 0.125" |  | 1431 | 1520
DLP61248S125 | DLP612 4" 8' Smooth Wall Size: 0.125" |  | 1278 | 1358
DLP612410S125 | DLP612 4" 10' Smooth Wall Size: 0.125" |  | 1345 | 1429
DLP612412S125 | DLP612 4" 12' Smooth Wall Size: 0.125" |  | 1389 | 1475
DLP612414S125 | DLP612 4" 14' Smooth Wall Size: 0.125" |  | 1431 | 1520
DLP6124X38S125 | DLP612 4"x3" 8' Tapered Smooth Wall Size: 0.125" | 99 | TBD | TBD
DLP6124X310S125 | DLP612 4"x3" 10' Tapered Smooth Wall Size: 0.125" | 99 | TBD | TBD
DLP6124X312S125 | DLP612 4"x3" 12' Tapered Smooth Wall Size: 0.125" | 99 | TBD | TBD
DLP6124X314S125 | DLP612 4"x3" 14' Tapered Smooth Wall Size: 0.125" | 99 | TBD | TBD
DLP61258F188 | DLP612 5" 8' Fluted Wall Size: 0.188" |  | 1278 | 1358
DLP612510F188 | DLP612 5" 10' Fluted Wall Size: 0.188" |  | 1313 | 1395
DLP612512F188 | DLP612 5" 12' Fluted Wall Size: 0.188" |  | 1383 | 1469
DLP612514F188 | DLP612 5" 14' Fluted Wall Size: 0.188" |  | 1500 | 1594
DLP612516F188 | DLP612 5" 16' Fluted Wall Size: 0.188" |  | 1555 | 1652
DLP612518F188 | DLP612 5" 18' Fluted Wall Size: 0.188" |  | 1585 | 1684
DLP61258S188 | DLP612 5" 8' Smooth Wall Size: 0.188" |  | 1278 | 1358
DLP612510S188 | DLP612 5" 10' Smooth Wall Size: 0.188" |  | 1313 | 1395
DLP612512S188 | DLP612 5" 12' Smooth Wall Size: 0.188" |  | 1383 | 1469
DLP612514S188 | DLP612 5" 14' Smooth Wall Size: 0.188" |  | 1500 | 1594
DLP612516S188 | DLP612 5" 16' Smooth Wall Size: 0.188" |  | 1555 | 1652
DLP612518S188 | DLP612 5" 18' Smooth Wall Size: 0.188" |  | 1585 | 1684
DLP6125X38S188 | DLP612 5"x3" 8' Tapered Smooth Wall Size: 0.188" | 99 | TBD | TBD
DLP6125X310S188 | DLP612 5"x3" 10' Tapered Smooth Wall Size: 0.188" | 99 | 1605 | 1705
DLP6125X312S188 | DLP612 5"x3" 12' Tapered Smooth Wall Size: 0.188" | 99 | 1640 | 1743
DLP6125X314S188 | DLP612 5"x3" 14' Tapered Smooth Wall Size: 0.188" | 99 | 1699 | 1805
DLP6125X316S188 | DLP612 5"x3" 16' Tapered Smooth Wall Size: 0.188" | 99 | 1760 | 1870
DLP6125X318S188 | DLP612 5"x3" 18' Tapered Smooth Wall Size: 0.188" | 99 | 2042 | 2169
Wall Size: | Factory Installed | Note: | 5% | 10%
188 | 0.188 |  | 79 | 84
Tenon: | Factory Installed | Note: | 5% | 10%
N | None |  | NC | NC
T300 | 2-7/8” OD x 3” tall |  | NC | NC
T355 | 2-7/8” OD x 5.5” tall |  | NC | NC
SLV | Male sleeve welded to pole |  | 146 | 155
CAP | Removable Cap, No Tenon |  | 24 | 25
PF1 | Decorative Finial |  | 63 | 67
PF2 | Decorative Finial |  | 63 | 67
PF3 | Decorative Finial |  | 63 | 67
PF4 | Decorative Finial |  | 63 | 67
PF6 | Decorative Finial |  | 63 | 67
PF7 | Decorative Finial |  | 63 | 67
PF8 | Decorative Finial |  | 63 | 67
PF9 | Decorative Finial |  | 63 | 67
PF11 | Decorative Finial |  | 63 | 67
Tenon: | Factory Installed | Note: | 5% | 10%
N | None |  | NC | NC
GFIC | GFI in-use cover, cast aluminum | 96 | 197 | 209
GFIP | GFI in-use cover, plastic | 96 | 197 | 209
USB | Dual USB Port | 96 | 197 | 209
DBS | Direct Burial Shaft |  | Factory | Factory
Finish: | Description: | Note: | 5% | 10%
BK | Black |  | NC | NC
BZ | Bronze |  | NC | NC
DBZ | Dark Bronze |  | NC | NC
WH | White |  | NC | NC
GR | Green |  | NC | NC
SM | Silver Metallic |  | NC | NC
GY | Light Gray |  | NC | NC
TBK | Textured Black |  | NC | NC
CC | Custom Color (Consult Factory) |  | Factory | Factory
Anchor Bolts: | Description: | Note: | 5% | 10%
(Leave Blank) | Leave blank if you need anchor bolts |  | NC | NC
LAB | Less Anchor Bolts - Customer supplies own anchor bolts | 25 | -30 | -32
Notes:
(25) Customer is responsible for specifications of their own anchor bolts. Pemco does not assume any product warranty liability.
(96) Indicate Location
(99) No Tenon Required
1882 Lighting
DLP672 Decorative Pole
Pole Model: | Description: | Note: | 5% | 10%
DLP67248F125 | DLP672 4" 8' Fluted Wall Size: 0.125" |  | 1369 | 1454
DLP672410F125 | DLP672 4" 10' Fluted Wall Size: 0.125" |  | 1399 | 1487
DLP672412F125 | DLP672 4" 12' Fluted Wall Size: 0.125" |  | 1426 | 1515
DLP672414F125 | DLP672 4" 14' Fluted Wall Size: 0.125" |  | 1457 | 1548
DLP67248S125 | DLP672 4" 8' Smooth Wall Size: 0.125" |  | 1369 | 1454
DLP672410S125 | DLP672 4" 10' Smooth Wall Size: 0.125" |  | 1399 | 1487
DLP672412S125 | DLP672 4" 12' Smooth Wall Size: 0.125" |  | 1426 | 1515
DLP672414S125 | DLP672 4" 14' Smooth Wall Size: 0.125" |  | 1457 | 1548
DLP6724X38S125 | DLP672 4"x3" 8' Tapered Smooth Wall Size: 0.125" | 99 | TBD | TBD
DLP6724X310S125 | DLP672 4"x3" 10' Tapered Smooth Wall Size: 0.125" | 99 | 1513 | 1608
DLP6724X312S125 | DLP672 4"x3" 12' Tapered Smooth Wall Size: 0.125" | 99 | 1573 | 1672
DLP6724X314S125 | DLP672 4"x3" 14' Tapered Smooth Wall Size: 0.125" | 99 | 1606 | 1707
DLP67258F188 | DLP672 5" 8' Fluted Wall Size: 0.188" |  | 1399 | 1487
DLP672510F188 | DLP672 5" 10' Fluted Wall Size: 0.188" |  | 1465 | 1557
DLP672512F188 | DLP672 5" 12' Fluted Wall Size: 0.188" |  | 1519 | 1614
DLP672514F188 | DLP672 5" 14' Fluted Wall Size: 0.188" |  | 1569 | 1667
DLP672516F188 | DLP672 5" 16' Fluted Wall Size: 0.188" |  | 1620 | 1722
DLP67258S188 | DLP672 5" 8' Smooth Wall Size: 0.188" |  | 1399 | 1487
DLP672510S188 | DLP672 5" 10' Smooth Wall Size: 0.188" |  | 1465 | 1557
DLP672512S188 | DLP672 5" 12' Smooth Wall Size: 0.188" |  | 1519 | 1614
DLP672514S188 | DLP672 5" 14' Smooth Wall Size: 0.188" |  | 1569 | 1667
DLP672516S188 | DLP672 5" 16' Smooth Wall Size: 0.188" |  | 1620 | 1722
DLP6725X38S188 | DLP672 5"x3" 8' Tapered Smooth Wall Size: 0.188" | 99 | TBD | TBD
DLP6725X310S188 | DLP672 5"x3" 10' Tapered Smooth Wall Size: 0.188" | 99 | 1578 | 1677
DLP6725X312S188 | DLP672 5"x3" 12' Tapered Smooth Wall Size: 0.188" | 99 | 1615 | 1715
DLP6725X314S188 | DLP672 5"x3" 14' Tapered Smooth Wall Size: 0.188" | 99 | 1650 | 1753
DLP6725X316S188 | DLP672 5"x3" 16' Tapered Smooth Wall Size: 0.188" | 99 | 1728 | 1835
Wall Size: | Factory Installed | Note: | 5% | 10%
188 | 0.188 |  | 79 | 84
Tenon: | Factory Installed | Note: | 5% | 10%
N | None |  | NC | NC
T300 | 2-7/8” OD x 3” tall |  | NC | NC
T355 | 2-7/8” OD x 5.5” tall |  | NC | NC
SLV | Male sleeve welded to pole |  | 146 | 155
CAP | Removable Cap, No Tenon |  | 24 | 25
PF1 | Decorative Finial |  | 63 | 67
PF2 | Decorative Finial |  | 63 | 67
PF3 | Decorative Finial |  | 63 | 67
PF4 | Decorative Finial |  | 63 | 67
PF6 | Decorative Finial |  | 63 | 67
PF7 | Decorative Finial |  | 63 | 67
PF8 | Decorative Finial |  | 63 | 67
PF9 | Decorative Finial |  | 63 | 67
PF11 | Decorative Finial |  | 63 | 67
Tenon: | Factory Installed | Note: | 5% | 10%
N | None |  | NC | NC
GFIC | GFI in-use cover, cast aluminum | 96 | 197 | 209
GFIP | GFI in-use cover, plastic | 96 | 197 | 209
USB | Dual USB Port | 96 | 197 | 209
DBS | Direct Burial Shaft |  | Factory | Factory
Finish: | Description: | Note: | 5% | 10%
BK | Black |  | NC | NC
BZ | Bronze |  | NC | NC
DBZ | Dark Bronze |  | NC | NC
WH | White |  | NC | NC
GR | Green |  | NC | NC
SM | Silver Metallic |  | NC | NC
GY | Light Gray |  | NC | NC
TBK | Textured Black |  | NC | NC
CC | Custom Color (Consult Factory) |  | Factory | Factory
Anchor Bolts: | Description: | Note: | 5% | 10%
(Leave Blank) | Leave blank if you need anchor bolts |  | NC | NC
LAB | Less Anchor Bolts - Customer supplies own anchor bolts | 25 | -30 | -32
Notes:
(25) Customer is responsible for specifications of their own anchor bolts. Pemco does not assume any product warranty liability.
(96) Indicate Location
(99) No Tenon Required
1882 Lighting
DLP676 Decorative Pole
Pole Model: | Description: | Note: | 5% | 10%
DLP67648F125 | DLP676 4" 8' Fluted Wall Size: 0.125" |  | 1369 | 1454
DLP676410F125 | DLP676 4" 10' Fluted Wall Size: 0.125" |  | 1399 | 1487
DLP676412F125 | DLP676 4" 12' Fluted Wall Size: 0.125" |  | 1426 | 1515
DLP676414F125 | DLP676 4" 14' Fluted Wall Size: 0.125" |  | 1457 | 1548
DLP67648S125 | DLP676 4" 8' Smooth Wall Size: 0.125" |  | 1369 | 1454
DLP676410S125 | DLP676 4" 10' Smooth Wall Size: 0.125" |  | 1399 | 1487
DLP676412S125 | DLP676 4" 12' Smooth Wall Size: 0.125" |  | 1426 | 1515
DLP676414S125 | DLP676 4" 14' Smooth Wall Size: 0.125" |  | 1457 | 1548
DLP6764X38S125 | DLP676 4"x3" 8' Tapered Smooth Wall Size: 0.125" | 99 | TBD | TBD
DLP6764X310S125 | DLP676 4"x3" 10' Tapered Smooth Wall Size: 0.125" | 99 | 1460 | 1552
DLP6764X312S125 | DLP676 4"x3" 12' Tapered Smooth Wall Size: 0.125" | 99 | 1510 | 1604
DLP6764X314S125 | DLP676 4"x3" 14' Tapered Smooth Wall Size: 0.125" | 99 | 1562 | 1659
DLP67658F188 | DLP676 5" 8' Fluted Wall Size: 0.188" |  | TBD | TBD
DLP676510F188 | DLP676 5" 10' Fluted Wall Size: 0.188" |  | 1465 | 1557
DLP676512F188 | DLP676 5" 12' Fluted Wall Size: 0.188" |  | 1519 | 1614
DLP676514F188 | DLP676 5" 14' Fluted Wall Size: 0.188" |  | 1569 | 1667
DLP676516F188 | DLP676 5" 16' Fluted Wall Size: 0.188" |  | 1620 | 1722
DLP676518F188 | DLP676 5" 18' Fluted Wall Size: 0.188" |  | 1675 | 1779
DLP67658S188 | DLP676 5" 8' Smooth Wall Size: 0.188" |  | TBD | TBD
DLP676510S188 | DLP676 5" 10' Smooth Wall Size: 0.188" |  | 1465 | 1557
DLP676512S188 | DLP676 5" 12' Smooth Wall Size: 0.188" |  | 1519 | 1614
DLP676514S188 | DLP676 5" 14' Smooth Wall Size: 0.188" |  | 1569 | 1667
DLP676516S188 | DLP676 5" 16' Smooth Wall Size: 0.188" |  | 1620 | 1722
DLP676518S188 | DLP676 5" 18' Smooth Wall Size: 0.188" |  | 1675 | 1779
DLP6765X38S188 | DLP676 5"x3" 8' Tapered Smooth Wall Size: 0.188" | 99 | TBD | TBD
DLP6765X310S188 | DLP676 5"x3" 10' Tapered Smooth Wall Size: 0.188" | 99 | 1493 | 1587
DLP6765X312S188 | DLP676 5"x3" 12' Tapered Smooth Wall Size: 0.188" | 99 | 1578 | 1677
DLP6765X314S188 | DLP676 5"x3" 14' Tapered Smooth Wall Size: 0.188" | 99 | 1663 | 1767
DLP6765X316S188 | DLP676 5"x3" 16' Tapered Smooth Wall Size: 0.188" | 99 | 1746 | 1855
DLP6765X318S188 | DLP676 5"x3" 18' Tapered Smooth Wall Size: 0.188" | 99 | 1831 | 1945
Wall Size: | Factory Installed | Note: | 5% | 10%
188 | 0.188 |  | 79 | 84
Tenon: | Factory Installed | Note: | 5% | 10%
N | None |  | NC | NC
T300 | 2-7/8” OD x 3” tall |  | NC | NC
T355 | 2-7/8” OD x 5.5” tall |  | NC | NC
SLV | Male sleeve welded to pole |  | 146 | 155
CAP | Removable Cap, No Tenon |  | 24 | 25
PF1 | Decorative Finial |  | 63 | 67
PF2 | Decorative Finial |  | 63 | 67
PF3 | Decorative Finial |  | 63 | 67
PF4 | Decorative Finial |  | 63 | 67
PF6 | Decorative Finial |  | 63 | 67
PF7 | Decorative Finial |  | 63 | 67
PF8 | Decorative Finial |  | 63 | 67
PF9 | Decorative Finial |  | 63 | 67
PF11 | Decorative Finial |  | 63 | 67
Tenon: | Factory Installed | Note: | 5% | 10%
N | None |  | NC | NC
GFIC | GFI in-use cover, cast aluminum | 96 | 197 | 209
GFIP | GFI in-use cover, plastic | 96 | 197 | 209
USB | Dual USB Port | 96 | 197 | 209
DBS | Direct Burial Shaft |  | Factory | Factory
Finish: | Description: | Note: | 5% | 10%
BK | Black |  | NC | NC
BZ | Bronze |  | NC | NC
DBZ | Dark Bronze |  | NC | NC
WH | White |  | NC | NC
GR | Green |  | NC | NC
SM | Silver Metallic |  | NC | NC
GY | Light Gray |  | NC | NC
TBK | Textured Black |  | NC | NC
CC | Custom Color (Consult Factory) |  | Factory | Factory
Anchor Bolts: | Description: | Note: | 5% | 10%
(Leave Blank) | Leave blank if you need anchor bolts |  | NC | NC
LAB | Less Anchor Bolts - Customer supplies own anchor bolts | 25 | -30 | -32
Notes:
(25) Customer is responsible for specifications of their own anchor bolts. Pemco does not assume any product warranty liability.
(96) Indicate Location
(99) No Tenon Required
1882 Lighting
DLP770 Decorative Pole
Pole Model: | Description: | Note: | 5% | 10%
DLP77048F125 | DLP770 4" 8' Fluted Wall Size: 0.125" |  | TBD | TBD
DLP770410F125 | DLP770 4" 10' Fluted Wall Size: 0.125" |  | 1423 | 1512
DLP770412F125 | DLP770 4" 12' Fluted Wall Size: 0.125" |  | 1483 | 1575
DLP770414F125 | DLP770 4" 14' Fluted Wall Size: 0.125" |  | 1555 | 1652
DLP77048S125 | DLP770 4" 8' Smooth Wall Size: 0.125" |  | TBD | TBD
DLP770410S125 | DLP770 4" 10' Smooth Wall Size: 0.125" |  | 1423 | 1512
DLP770412S125 | DLP770 4" 12' Smooth Wall Size: 0.125" |  | 1483 | 1575
DLP770414S125 | DLP770 4" 14' Smooth Wall Size: 0.125" |  | 1555 | 1652
DLP7704X38S125 | DLP770 4"x3" 8' Tapered Smooth Wall Size: 0.125" | 99 | TBD | TBD
DLP7704X310S125 | DLP770 4"x3" 10' Tapered Smooth Wall Size: 0.125" | 99 | 1869 | 1985
DLP7704X312S125 | DLP770 4"x3" 12' Tapered Smooth Wall Size: 0.125" | 99 | 1926 | 2047
DLP7704X314S125 | DLP770 4"x3" 14' Tapered Smooth Wall Size: 0.125" | 99 | 1962 | 2084
DLP77058F188 | DLP770 5" 8' Fluted Wall Size: 0.188" |  | TBD | TBD
DLP770510F188 | DLP770 5" 10' Fluted Wall Size: 0.188" |  | 1685 | 1790
DLP770512F188 | DLP770 5" 12' Fluted Wall Size: 0.188" |  | 1720 | 1828
DLP770514F188 | DLP770 5" 14' Fluted Wall Size: 0.188" |  | 1793 | 1905
DLP770516F188 | DLP770 5" 16' Fluted Wall Size: 0.188" |  | 1829 | 1943
DLP770518F188 | DLP770 5" 18' Fluted Wall Size: 0.188" |  | 1875 | 1992
DLP77058S188 | DLP770 5" 8' Smooth Wall Size: 0.188" |  | TBD | TBD
DLP770510S188 | DLP770 5" 10' Smooth Wall Size: 0.188" |  | 1685 | 1790
DLP770512S188 | DLP770 5" 12' Smooth Wall Size: 0.188" |  | 1720 | 1828
DLP770514S188 | DLP770 5" 14' Smooth Wall Size: 0.188" |  | 1793 | 1905
DLP770516S188 | DLP770 5" 16' Smooth Wall Size: 0.188" |  | 1829 | 1943
DLP770518S188 | DLP770 5" 18' Smooth Wall Size: 0.188" |  | 1875 | 1992
DLP7705X38S188 | DLP770 5"x3" 8' Tapered Smooth Wall Size: 0.188" | 99 | TBD | TBD
DLP7705X310S188 | DLP770 5"x3" 10' Tapered Smooth Wall Size: 0.188" | 99 | 1838 | 1953
DLP7705X312S188 | DLP770 5"x3" 12' Tapered Smooth Wall Size: 0.188" | 99 | 1873 | 1990
DLP7705X314S188 | DLP770 5"x3" 14' Tapered Smooth Wall Size: 0.188" | 99 | 1953 | 2075
DLP7705X316S188 | DLP770 5"x3" 16' Tapered Smooth Wall Size: 0.188" | 99 | 1992 | 2117
DLP7705X318S188 | DLP770 5"x3" 18' Tapered Smooth Wall Size: 0.188" | 99 | 2037 | 2164
Wall Size: | Factory Installed | Note: | 5% | 10%
188 | 0.188 |  | 79 | 84
Tenon: | Factory Installed | Note: | 5% | 10%
N | None |  | NC | NC
T300 | 2-7/8” OD x 3” tall |  | NC | NC
T355 | 2-7/8” OD x 5.5” tall |  | NC | NC
SLV | Male sleeve welded to pole |  | 146 | 155
CAP | Removable Cap, No Tenon |  | 24 | 25
PF1 | Decorative Finial |  | 63 | 67
PF2 | Decorative Finial |  | 63 | 67
PF3 | Decorative Finial |  | 63 | 67
PF4 | Decorative Finial |  | 63 | 67
PF6 | Decorative Finial |  | 63 | 67
PF7 | Decorative Finial |  | 63 | 67
PF8 | Decorative Finial |  | 63 | 67
PF9 | Decorative Finial |  | 63 | 67
PF11 | Decorative Finial |  | 63 | 67
Tenon: | Factory Installed | Note: | 5% | 10%
N | None |  | NC | NC
GFIC | GFI in-use cover, cast aluminum | 96 | 197 | 209
GFIP | GFI in-use cover, plastic | 96 | 197 | 209
USB | Dual USB Port | 96 | 197 | 209
DBS | Direct Burial Shaft |  | Factory | Factory
Finish: | Description: | Note: | 5% | 10%
BK | Black |  | NC | NC
BZ | Bronze |  | NC | NC
DBZ | Dark Bronze |  | NC | NC
WH | White |  | NC | NC
GR | Green |  | NC | NC
SM | Silver Metallic |  | NC | NC
GY | Light Gray |  | NC | NC
TBK | Textured Black |  | NC | NC
CC | Custom Color (Consult Factory) |  | Factory | Factory
Anchor Bolts: | Description: | Note: | 5% | 10%
(Leave Blank) | Leave blank if you need anchor bolts |  | NC | NC
LAB | Less Anchor Bolts - Customer supplies own anchor bolts | 25 | -30 | -32
Notes:
(25) Customer is responsible for specifications of their own anchor bolts. Pemco does not assume any product warranty liability.
(96) Indicate Location
(99) No Tenon Required
1882 Lighting
3 Bolt Pedestal Base
Diameter: | Factory Installed | Note: | 5% | 10%
510P125 | Pedestal Round Base 5" Smooth Tube 10' Wall Size: 0.125" |  | 1029 | 1093
512P125 | Pedestal Round Base 5" Smooth Tube 12' Wall Size: 0.125" | 99 | 1083 | 1150
514P125 | Pedestal Round Base 5" Smooth Tube 14' Wall Size: 0.125" |  | 1136 | 1207
516P188 | Pedestal Round Base 5" Smooth Tube 16' Wall Size: 0.188" |  | 1202 | 1277
518P188 | Pedestal Round Base 5" Smooth Tube 18' Wall Size: 0.188" |  | 1268 | 1347
520P188 | Pedestal Round Base 5" Smooth Tube 20' Wall Size: 0.188" |  | 1324 | 1407
5310P125 | Pedestal Round Base 5"x3" Smooth Tube 10' Wall Size: 0.125" |  | 1072 | 1139
5312P125 | Pedestal Round Base 5"x3" Smooth Tube 12' Wall Size: 0.125" |  | 1123 | 1193
5314P125 | Pedestal Round Base 5"x3" Smooth Tube 14' Wall Size: 0.125" |  | 1169 | 1242
5316P188 | Pedestal Round Base 5"x3" Smooth Tube 16' Wall Size: 0.188" |  | 1226 | 1303
5318P188 | Pedestal Round Base 5"x3" Smooth Tube 18' Wall Size: 0.188" |  | 1289 | 1369
5320P130 | Pedestal Round Base 5"x3" Smooth Tube 20' Wall Size: 0.188" |  | 1392 | 1479
Wall Size: | Factory Installed | Note: | 5% | 10%
156 | 0.156 |  | Factory | Factory
188 | 0.188 |  | 79 | 84
Tenon: | Factory Installed | Note: | 5% | 10%
N | None |  | NC | NC
T300 | 2-7/8” OD x 3” tall |  | NC | NC
T355 | 2-7/8” OD x 5.5” tall |  | NC | NC
SLV | Male sleeve welded to pole |  | 146 | 155
CAP | Removable Cap, No Tenon |  | 24 | 25
PF1 | Decorative Finial |  | 63 | 67
PF2 | Decorative Finial |  | 63 | 67
PF3 | Decorative Finial |  | 63 | 67
PF4 | Decorative Finial |  | 63 | 67
PF6 | Decorative Finial |  | 63 | 67
PF7 | Decorative Finial |  | 63 | 67
PF8 | Decorative Finial |  | 63 | 67
PF9 | Decorative Finial |  | 63 | 67
PF11 | Decorative Finial |  | 63 | 67
Tenon: | Factory Installed | Note: | 5% | 10%
N | None |  | NC | NC
GFIC | GFI in-use cover, cast aluminum | 96 | 197 | 209
GFIP | GFI in-use cover, plastic | 96 | 197 | 209
USB | Dual USB Port | 96 | 197 | 209
DBS | Direct Burial Shaft |  | Factory | Factory
Finish: | Description: | Note: | 5% | 10%
BK | Black |  | NC | NC
BZ | Bronze |  | NC | NC
DBZ | Dark Bronze |  | NC | NC
WH | White |  | NC | NC
GR | Green |  | NC | NC
SM | Silver Metallic |  | NC | NC
GY | Light Gray |  | NC | NC
TBK | Textured Black |  | NC | NC
CC | Custom Color (Consult Factory) |  | Factory | Factory
Anchor Bolts: | Description: | Note: | 5% | 10%
(Leave Blank) | Leave blank if you need anchor bolts |  | NC | NC
LAB | Less Anchor Bolts - Customer supplies own anchor bolts | 25 | -30 | -32
Notes:
(25) Customer is responsible for specifications of their own anchor bolts. Pemco does not assume any product warranty liability.
(96) Indicate Location
1882 Lighting
PRTS Round Tapered Steel Pole
Pole Model: | Description: | Note: | 5% | 10%
PRTS15502911 | 15´, 5.0" Base x 2.9" Top, 11 Ga |  | 1240 | 1318
PRTS20572911 | 20´, 5.7" Base x 2.9" Top, 11 Ga |  | 1315 | 1397
PRTS25642911 | 25´, 6.4" Base x 2.9" Top, 11 Ga. |  | 1382 | 1468
Color: | Factory Installed | Note: | 5% | 10%
Z | Bronze (20 ft and 25 ft models) |  | NC | NC
B | Black (15 ft and 20 ft models) |  | NC | NC
Pole Top Mounting: | Factory Installed | Note: | 5% | 10%
D2 | Drilled 2 Sides at 180° with Plugs (Use for Single & 2 @ 180° Mounting) |  | NC | NC
DT | Drilled 3 Sides at 120° with Plugs |  | NC | NC
P0 | Pole Top as 2.9" O.D Tenon |  | NC | NC
P2 | 2⅜ x 4"H Tenon |  | NC | NC
P3 | 2⅞ x 3"H Tenon |  | NC | NC
N | No Pole Top Mounting |  | NC | NC
Drill Template: | Factory Installed | Note: | 5% | 10%
blank | Poles with P0, P2 or P3 Tenon |  | NC | NC
S | Standard Arm/Accessories |  | NC | NC
D | Kitty Hawk Arm KH25 |  | NC | NC
E | Kitty Hawk Arm KH45 |  | NC | NC
C | Custom (Specify) |  | NC | NC
N | No Template |  | NC | NC
Options: | Field Installed | Note: | 5% | 10%
LAB | Less Anchor Bolts | 82 | -93 | -99
LBC | Less Base Cover | 83 | -43 | -45
PAB | Preship Anchor Bolts | 83 | 93 | 99
Clamshell Bases: | Ships Separately, Field Installed | Note: | 5% | 10%
CBCR | Die Cast Aluminum, Stainless Steel Hardware, Include Inserts for use on 4" Round Poles |  | 438 | 465
CBCS | Die Cast Aluminum, Stainless Steel Hardware, Include Inserts for use on 4" Square Poles |  | 448 | 475
Mounting Options: | Ships Separately, Field Installed | Note: | 5% | 10%
PTSB1SZ | Single Spoke Bracket, Bronze |  | 179 | 190
PTSB290SZ | Twin Spoke Bracket, 90° Arms, Bronze |  | 278 | 295
PTSB2180SZ | Twin Spoke Bracket, 180° Arms, Bronze |  | 278 | 295
PTSB390SZ | Triple Spoke Bracket, 90° Arms, Bronze | 4 | 413 | 439
PTSB3120SZ | Triple Spoke Bracket, 120° Arms, Bronze | 4 | 412 | 438
PTSB490SZ | Quad Spoke Bracket, 90° Arms, Bronze | 4 | 503 | 534
PTASUNV | Pole Tenon Adapter |  | 65 | 69
PRSD180BHZ | 180° Double Bullhorn, Bronze |  | 149 | 158
PRSTR180BHZ | 180° Triple Bullhorn, Bronze |  | 238 | 253
PRSQ180BHZ | 180° Quad Bullhorn, Bronze |  | 285 | 303
PSS4TVTZ | 4" Twin Square Vertical Tenon, Bronze |  | 164 | 174
PSS4TRVTZ | 4" Triple Square Vertical Tenon, Bronze |  | 215 | 228
PSS4Q180VTZ | 4″ 180° Quad Square Vertical Tenon, Bronze |  | 262 | 278
PSS4Q90VTZ | 4" 90° Quad Square Vertical Tenon, Bronze |  | 262 | 278
PSRTN | Retrofit Tenon Adaptor for 2-3/8" Tenons, Die Cast with Powdercoat Finish, Hardware Included. |  | 36 | 38
Replacement Parts: | Ships Separately, Field Installed | Note: | 5% | 10%
P2SV | P2 Steel Tenon, Bolt in with 2 Bolts Bronze Finish |  | 112 | 119
P3SB | P3 Steel Tenon, Bolt in with 2 Bolts Black Finish |  | 119 | 127
PRTS35CB | Top Cap for Round Tapered Steel Poles, Plastic, 3.5" Dia. |  | 30 | 32
PRA5CVB | 15Ft PRTS Pole Square Formed Aluminum 2-Piece Base, Black Finish |  | 79 | 84
PRA65CVB | 20 & 25Ft PRTS Pole Square Formed Aluminum 2-Piece Base, Black Finish |  | 58 | 62
PRA65CVZ | 20 & 25Ft PRTS Pole Square Formed Aluminum 2-Piece Base, Bronze Finish |  | 58 | 62
PAB34X30 | Anchor Bolt for PRTS 15Ft and 20Ft Pole |  | 93 | 99
PAB1X36 | Anchor Bolt for PRTS 25Ft Pole |  | 116 | 123
Notes:
(4) Special order item. Contact Sales or Customer Service Representative
(82) All poles include anchor bolts standard, consult dimension table for size based on pole dimensions.
(83) All poles include square 2-piece bronze base cover
1882 Lighting
PSSS 4” & 5” Square Straight Steel Pole
Pole Model: | Description: | Note: | 5% | 10%
PSSS20411 | Straight Square Steel Pole 20ft 4in 11ga |  | 699 | 743
PSSS25411 | Straight Square Steel Pole 25ft 4in 11ga |  | 790 | 839
PSSS30507 | Straight Square Steel Pole 30ft 5in 7ga |  | 1371 | 1457
Color: | Factory Installed | Note: | 5% | 10%
Z | Bronze |  | NC | NC
Pole Top Mounting: | Factory Installed | Note: | 5% | 10%
D2 | Drilled 2 Sides at 180° with Plugs | 81 | NC | NC
D4 | Drilled 4 sides at 90° w/plugs | 81 | NC | NC
P2 | 2⅜ x 4"H Tenon |  | NC | NC
P3 | 2⅞ x 3"H Tenon |  | NC | NC
N | No Pole Top Mounting |  | NC | NC
Drill Template: | Factory Installed | Note: | 5% | 10%
blank | Poles with P2 Tenon |  | NC | NC
S | Standard Arm/Accessories |  | NC | NC
D | Kitty Hawk Arm KH25, KH20 |  | NC | NC
E | Kitty Hawk Arm KH45 |  | NC | NC
C | Custom (Specify) |  | NC | NC
N | No Template |  | NC | NC
CUT | Pole Cutting Fee - less than 25' |  | 65 | 65
CUT | Pole Cutting Fee - 25' and greater |  | 95 | 95
Options: | Factory Installed | Note: | 5% | 10%
LAB | Less Anchor Bolts | 82 | -116 | -123
LBC | Less Base Cover | 83 | -52 | -55
Clamshell Bases: | Ships Separately, Field Installed | Note: | 5% | 10%
CBCR | Die Cast Aluminum, Stainless Steel Hardware, Include Inserts for use on 4" Round Poles |  | 438 | 465
CBCS | Die Cast Aluminum, Stainless Steel Hardware, Include Inserts for use on 4" Square Poles |  | 448 | 475
Clamshell Base Color: | Factory Installed | Note: | 5% | 10%
B | Black |  | NC | NC
P | Platinum | 84 | NC | NC
Z | Bronze |  | NC | NC
C | Custom Paint Color |  | 30 | 30
Mounting Options 4": | Ships Separately, Field Installed | Note: | 5% | 10%
PTSB1SZ | Single Spoke Bracket, Bronze |  | 179 | 190
PTSB290SZ | Twin Spoke Bracket, 90° Arms, Bronze |  | 278 | 295
PTSB2180SZ | Twin Spoke Bracket, 180° Arms, Bronze |  | 278 | 295
PTSB390SZ | Triple Spoke Bracket, 90° Arms, Bronze | 4 | 413 | 439
PTSB3120SZ | Triple Spoke Bracket, 120° Arms, Bronze | 4 | 412 | 438
PTSB490SZ | Quad Spoke Bracket, 90° Arms, Bronze | 4 | 503 | 534
PTASUNV | Pole Tenon Adapter |  | 65 | 69
PRSD180BHZ | 180° Double Bullhorn, Bronze |  | 149 | 158
PRSTR180BHZ | 180° Triple Bullhorn, Bronze |  | 238 | 253
PRSQ180BHZ | 180° Quad Bullhorn, Bronze |  | 285 | 303
PSS4TVTZ | 4" Twin Square Vertical Tenon, Bronze |  | 164 | 174
PSS4TRVTZ | 4" Triple Square Vertical Tenon, Bronze |  | 215 | 228
PSS4Q180VTZ | 4″ 180° Quad Square Vertical Tenon, Bronze |  | 262 | 278
PSS4Q90VTZ | 4" 90° Quad Square Vertical Tenon, Bronze |  | 262 | 278
PSRTN | Retrofit Tenon Adaptor for 2-3/8" Tenons, Die Cast with Powdercoat Finish, Hardware Included. |  | 36 | 38
PSS42SVTZ | 4" Single Square Vertical Tenon, 2-3/8" Diameter, Bronze |  | 43 | 45
PSS43SVTZ | 4" Single Square Vertical Tenon, 2-7/8" Diameter, Bronze |  | 43 | 45
PSS4T180HTZ | 4" 180° Twin Square Horizontal Tenon, Bronze |  | 60 | 64
PSS4T90HTZ | 4" 90° Twin Square Horizontal Tenon, Bronze |  | 60 | 64
PSS4TR90HTZ | 4" 90° Triple Square Horizontal Tenon, Bronze |  | 91 | 97
PSS4Q90HTZ | 4" 90° Quad Square Horizontal Tenon, Bronze |  | 95 | 100
PRSWMBZ | Wall Mount Bracket, Bronze |  | 43 | 45
PRSWMB90Z | Wall Mount 90° Bracket, Bronze |  | 69 | 73
Replacement Parts 4": | Ships Separately, Field Installed | Note: | 5% | 10%
PSS4CZ | 4˝ UV-Stabilized Polycarbonate Pole Cap |  | 16 | 17
PSS4CVRZ | 4" Base Cover, Bronze |  | 43 | 45
PSSHHC | Hand Hole Cover, Bronze |  | 17 | 18
PAB34X30 | M20 x 27-1/2" Anchor Bolts, Set of 4 |  | 93 | 99
Mounting Options 5": | Ships Separately, Field Installed | Note: | 5% | 10%
PTSB1SZ | Single Spoke Bracket, Bronze |  | 179 | 190
PTSB290SZ | Twin Spoke Bracket, 90° Arms, Bronze |  | 278 | 295
PTSB2180SZ | Twin Spoke Bracket, 180° Arms, Bronze |  | 278 | 295
PTSB390SZ | Triple Spoke Bracket, 90° Arms, Bronze | 4 | 413 | 439
PTSB3120SZ | Triple Spoke Bracket, 120° Arms, Bronze | 4 | 412 | 438
PTSB490SZ | Quad Spoke Bracket, 90° Arms, Bronze | 4 | 503 | 534
PTASUNV | Pole Tenon Adapter |  | 65 | 69
PRSD180BHZ | 180° Double Bullhorn, Bronze |  | 149 | 158
PRSTR180BHZ | 180° Triple Bullhorn, Bronze |  | 238 | 253
PRSQ180BHZ | 180° Quad Bullhorn, Bronze |  | 285 | 303
PSS5TVTZ | 5″ Twin Square Vertical Tenon |  | 164 | 174
PSS5TRVTZ | 5″ Triple Square Vertical Tenon |  | 238 | 253
PSS5Q90VTZ | 5″ 90° Quad Square Vertical Tenon |  | 285 | 303
PSRTN | Retrofit Tenon Adaptor for 2-3/8" Tenons, Die Cast with Powdercoat Finish, Hardware Included. |  | 36 | 38
PSS52SVTZ | 5″ Single Square Vertical Tenon - 2-3/8" Dia. |  | 53 | 57
PSS53SVTZ | 5″ Single Square Vertical Tenon - 2-7/8" Dia. |  | 53 | 57
PSS5T180HTZ | 5″ 180° Twin Square Horizontal Tenon |  | 69 | 73
PSS5T90HTZ | 5″ 90° Twin Square Horizontal Tenon |  | 69 | 73
PSS5Q90HTZ | 5″ 90° Quad Square Horizontal Tenon |  | 103 | 109
PRSWMBZ | Wall Mount Bracket, Bronze |  | 43 | 45
PRSWMB90Z | Wall Mount 90° Bracket, Bronze |  | 69 | 73
Replacement Parts 5": | Ships Separately, Field Installed | Note: | 5% | 10%
PSS5CZ | 5˝ UV-Stabilized Polycarbonate Pole Cap |  | 16 | 17
PSS5CVRZ | 5" Base Cover, Bronze |  | 52 | 55
PSSHHC | Hand Hole Cover, Bronze |  | 17 | 18
PAB1X36 | M22 x 33˝ Anchor Bolts, Set of 4 for 7 Gauge Poles |  | 116 | 123
Notes:
(4) Special order item. Contact Sales or Customer Service Representative
(81) Side Drilled poles include UV-stabilized polycarbonate pole cap.
(82) All poles include anchor bolts standard, consult dimension table for size based on pole dimensions.
(83) All poles include square 2-piece bronze base cover
(84) Platinum (PBR1 Only)
1882 Lighting
Banner Arms
Model: | Description: | Note: | 5% | 10%
BA-24-1-BO | 24” Bolt-On Banner Arm |  | 165 | 175
BA-24-1-CO | 24” Clamp-On Banner Arm |  | 360 | 383
Pole Style: | Ships Separately, Field Installed | Note: | 5% | 10%
S | Smooth Pole |  | NC | NC
F | Fluted Pole |  | NC | NC
Options: | Ships Separately, Field Installed | Note: | 5% | 10%
EB | 1 Eyebolt (bolt onto banner arm - indicate location on banner arm) | 96 | 50 | 53
2EB | 2 Eyebolts @ 180° (bolt onto banner arm - indicate location on banner arm) | 96 | 98 | 104
BBA | Break-Away |  | 66 | 70
Finish: | Description: | Note: | 5% | 10%
BK | Black |  | NC | NC
BZ | Bronze |  | NC | NC
DBZ | Dark Bronze |  | NC | NC
WH | White |  | NC | NC
GR | Green |  | NC | NC
SM | Silver Metallic |  | NC | NC
GY | Light Gray |  | NC | NC
TBK | Textured Black |  | NC | NC
CC | Custom Color (Consult Factory) |  | Factory | Factory
Notes:
(96) Indicate Location
PEMCO
Wall Mount / Post Mount Arms
Model: | Description: | Note: | 5% | 10%
DLPMB-13-SG-WM | Single Wall Mount |  | 1800 | 1913
DLPMB13-SG-PM | Single Post Mount |  | 1171 | 1244
DLPMB13-DB-PM | Double Post Mount |  | 2009 | 2134
DLPMB11-SG-WM-INV-TEN | Single Wall Mount |  | 1737 | 1845
DLPMB11-SG-WM-N-PEN | Single Wall Mount |  | 1737 | 1845
DLPMB11-DB-PM-N-PEN | Doule Post Mount |  | 1980 | 2104
DLPMB11-SG-PM-INV-TEN | Single Post Mount |  | 1157 | 1229
DLPMB11-SG-PM-N-PEN | Single Post Mount |  | 1157 | 1229
PWMB27-SG-WM | Single Wall Mount |  | 1737 | 1845
LMA121-SG-WM-N-TEN | Single Tenon Wall Mount |  | 926 | 984
LMA121-SG-WM-INV-TEN | Single Tenon Wall Mount |  | 926 | 984
LMA121-SG-WM-N-PEN | Single Pendant Wall Mount |  | 926 | 984
LMA121-SG-WM-INV-PEN | Single Pendant Wall Mount |  | 926 | 984
LMA121-SG-PM-N-TEN | Single Tenon Post Mount |  | 648 | 688
LMA121-SG-PM-INV-PEN | Single Pendant Post Mount |  | 648 | 688
LMA121-DB-PM-N-TEN | Double Tenon Post Mount |  | 989 | 1050
LMA121-DB-PM-INV-PEN | Double Tenon Post Mount |  | 989 | 1050
LMA121-QU-PM-N-TEN | Quadruple Tenon Post Mount |  | 1672 | 1777
LMA121-QU-PM-INV-PEN | Quadruple Tenon Post Mount |  | 1672 | 1777
LMA132-SG-WM-N-TEN | Single Tenon Wall Mount |  | 926 | 984
LMA132-SG-WM-INV-TEN | Single Tenon Wall Mount |  | 926 | 984
LMA132-SG-WM-N-PEN | Single Pendant Wall Mount |  | 926 | 984
LMA132-SG-WM-INV-PEN | Single Pendant Wall Mount |  | 926 | 984
LMA132-SG-PM-N-PEN | Single Pendant Post Mount |  | 759 | 807
LMA132-SG-PM-INV-PEN | Single Pendant Post Mount |  | 759 | 807
LMA132-DB-PM-N-PEN | Double Pendant Post Mount |  | 1017 | 1080
LMA132-DB-PM-INV-PEN | Double Pendant Post Mount |  | 1017 | 1080
LMA132-QU-PM-N-PEN | Quadruple Pendant Post Mount |  | 1672 | 1777
LMA132-QU-PM-INV-PEN | Quadruple Pendant Post Mount |  | 1672 | 1777
LMA251-SG-WM-N-TEN | Single Tenon Wall Mount |  | 729 | 774
LMA251-SG-PM-N-TEN | Single Tenon Post Mount |  | 837 | 889
LMA251-DB-PM-N-TEN | Double Tenon Post Mount |  | 1159 | 1232
LMA251-QU-PM-N-TEN | Quadruple Tenon Post Mount |  | 1672 | 1777
LMA181-SG-WM-TEN | Single Tenon Wall Mount |  | 731 | 777
LMA181-SG-WM-PEN | Single Pendant Wall Mount |  | 731 | 777
LMA181-SG-PM-TEN | Single Tenon Post Mount |  | 837 | 889
LMA181-DB-PM-TEN | Double Tenon Post Mount |  | 1159 | 1232
LMA181-QU-PM-TEN | Quadruple Tenon Post Mount |  | 1672 | 1777
LMA411 | Single Tenon Wall Mount |  | 452 | 480
LMA421-SG-WM-N-PEN | Single Pendant Wall Mount |  | 731 | 777
LMA421-SG-WM-TS-PEN | Single Pendant Wall Mount |  | 688 | 730
LMA421-SG-WM-N-TEN | Single Tenon Wall Mount |  | 648 | 688
LMA421-SG-WM-TS-TEN | Single Tenon Wall Mount |  | 688 | 730
LMA421-SG-PM-N-TEN | Single Tenon Post Mount |  | 837 | 889
LMA421-SG-PM-TS-TEN | Single Tenon Post Mount |  | 992 | 1054
LMA421-DB-PM-N-TEN | Double Tenon Post Mount |  | 1159 | 1232
LMA421-DB-PM-TS-TEN | Double Tenon Post Mount |  | 1315 | 1397
LMA421-QU-PM-N-TEN | Quadruple Tenon Post Mount |  | 1672 | 1777
LMA441-SG-WM-TEN | Single Tenon Wall Mount |  | 648 | 688
LMA441-SG-PM-TEN | Single Tenon Post Mount |  | 759 | 807
LMA441-DB-PM-TEN | Double Tenon Post Mount |  | 900 | 957
LMA451-SG-WM-TEN | Single Tenon Wall Mount |  | 740 | 787
LMA451-SG-PM-TEN | Single Tenon Post Mount |  | 759 | 807
LMA451-DB-PM-TEN | Double Tenon Post Mount |  | 900 | 957
LMA491-SG-WM-TEN | Single Tenon Wall Mount |  | 772 | 820
LMA491-SG-WM-PEN | Single Pendant Wall Mount |  | 772 | 820
LMA521-SG-WM-TEN | Single Tenon Wall Mount |  | 1017 | 1080
LMA521-SG-PM-TEN | Single Tenon Post Mount |  | 837 | 889
LMA521-DB-PM-TEN | Double Tenon Post Mount |  | 1159 | 1232
LMA521-QU-PM-TEN | Quadruple Tenon Post Mount |  | 1672 | 1777
LMA191-SG-PM-TEN | Single Tenon Post Mount |  | 785 | 834
LMA191-DB-PM-TEN | Double Tenon Post Mount |  | 1159 | 1232
LMA191-QU-PM-TEN | Quadruple Tenon Post Mount |  | 1672 | 1777
DLPMB14-SG-PM | Single Tenon Post Mount |  | 772 | 820
DLPMB14-DB-PM | Double Tenon Post Mount |  | 1184 | 1258
DLPMB16-SG-PM | Single Tenon Post Mount |  | 768 | 815
DLPMB16-DB-PM | Double Tenon Post Mount |  | 1152 | 1224
DLPMB17-SG-PM-UE-PEN | Single Pendant Post Mount |  | 1159 | 1232
DLPMB17-SG-PM-LE-PEN | Single Pendant Post Mount |  | 1159 | 1232
DLPMB17-SG-PM-U&LE-PEN | Single Pendant Post Mount |  | 1417 | 1505
DLPMB17-DB-PM-UE-PEN | Double Pendant Post Mount |  | 1672 | 1777
DLPMB17-DB-PM-LE-PEN | Double Pendant Post Mount |  | 1672 | 1777
DLPMB17-DB-PM-U&LE-PEN | Double Pendant Post Mount |  | 1930 | 2050
Notes:
PEMCO
Roadway Arms
Model: | Description: | Note: | 5% | 10%
LMA-900-SG-PM-48 | Single Arm-48" |  | 1619 | 1720
LMA-900-SG-PM-72 | Single Arm-72" |  | 1682 | 1787
LMA-900-DB-PM-48 | Double Arms-48" |  | 1835 | 1949
LMA-900-DB-PM-72 | Double Arms-72" |  | 1953 | 2075
LMA-902-SG-PM-48 | Single Arm-48" |  | 789 | 838
LMA-902-DB-PM-48 | Double Arms-48" |  | 1572 | 1670
LMA-902-SG-PM-72 | Single Arm-72" |  | 845 | 898
LMA-902-DB-PM-72 | Double Arms-72" |  | 1298 | 1379
LMA-902-SG-PM-96 | Single Arm-96" |  | 902 | 958
LMA-902-DB-PM-96 | Double Arms-96" |  | 1736 | 1844
LMA-906-SG-PM-48 | Single Arm-48" |  | 808 | 858
LMA-906-DB-PM-48 | Double Arms-48" |  | 1331 | 1414
LMA-906-SG-PM-72 | Single Arm-72" |  | 864 | 918
LMA-906-DB-PM-72 | Double Arms-72" |  | 1444 | 1534
LMA-906-SG-PM-96 | Single Arm-96" |  | 977 | 1038
LMA-906-DB-PM-96 | Double Arms-96" |  | 1506 | 1600
LMA-908-SG-PM-48 | Single Arm-48" |  | 1176 | 1249
LMA-908-DB-PM-48 | Double Arms-48" |  | 1998 | 2123
LMA-908-SG-PM-72 | Single Arm-72" |  | 1257 | 1335
LMA-908-DB-PM-72 | Double Arms-72" |  | 2179 | 2315
LMA-922-SG-PM | Single Arm |  | 1863 | 1979
LMA-922-DB-PM | Double Arms |  | 2828 | 3004
LMA-926-SG-PM-48 | Single Arm-48" |  | 791 | 840
LMA-926-DB-PM-48 | Double Arm-48" |  | 1560 | 1658
LMA-926-SG-PM-72 | Single Arm-72" |  | 832 | 884
LMA-926-DB-PM-72 | Double Arm-72" |  | 1664 | 1768
LMA-926-SG-PM-96 | Single Arm-96" |  | 937 | 995
LMA-926-DB-PM-96 | Double Arm-96" |  | 1872 | 1989
LMA-928-SG-PM | Single Arm |  | 1365 | 1450
LMA-928-DB-PM | Double Arms |  | 1815 | 1928
LMA-932-SG-PM | Single Arm |  | 1512 | 1607
LMA-932-DB-PM | Double Arms |  | 1710 | 1817
LMA-932-QU-PM | Quadruple Arms |  | 2709 | 2878
Notes:
PEMCO
Shepherd's Crooks
Model: | Description: | Note: | 5% | 10%
CCA-10-SG | Single Pole Mount (24") |  | 368 | 390
CCA-12-SG | Single Pole Mount (30") |  | 444 | 472
CCA-10-DB | Double Pole Mount (24") |  | 817 | 868
CCA-DB-12 | Double Pole Mount (30") |  | 965 | 1025
CCA-15-SG | Single Tenon Mount |  | 705 | 749
CCA-30-SG | Single Tenon Mount |  | 782 | 830
CCA-15-DB | Double Tenon Mount |  | 1650 | 1753
CCA-30-DB | Double Tenon Mount |  | 1930 | 2050
PWM-9 | Swivel Pendant Mount - Stem kit for ceiling mount |  | 276 | 293
PWM-10 | Chain Pendant Mount |  | 268 | 284
PWMB-18 | Single Wall Mount |  | 689 | 732
Model: | Description: | Note: | 5% | 10%
SCR1 | Scroll 1 (per arm…double price for double arm) |  | 157 | 167
SCR2 | Scroll 2 (per arm…double price for double arm) |  | 209 | 222
SCR3 | Scroll 3 (per arm…double price for double arm) |  | 209 | 222
SCR4 | Scroll 4 (per arm…double price for double arm) |  | 365 | 388
SCR5 | Scroll 5 (per arm…double price for double arm) |  | 417 | 443
Notes:
1882 Lighting
DLP602 Clamshell/Wraparound Base
Model | Factory Installed | Note: | 5% | 10%
DLP602 | Clamshell/Wraparound Base |  | 1236 | 1313
Diameter: | Factory Installed | Note: | 5% | 10%
5 | 5" |  | NC | NC
6 | 6" |  | NC | NC
Finish: | Description: | Note: | 5% | 10%
BK | Black |  | NC | NC
BZ | Bronze |  | NC | NC
DBZ | Dark Bronze |  | NC | NC
WH | White |  | NC | NC
GR | Green |  | NC | NC
SM | Silver Metallic |  | NC | NC
GY | Light Gray |  | NC | NC
TBK | Textured Black |  | NC | NC
CC | Custom Color (Consult Factory) |  | Factory | Factory
Notes:
1882 Lighting
DLP603 Clamshell/Wraparound Base
Model | Factory Installed | Note: | 5% | 10%
DLP603 | Clamshell/Wraparound Base |  | 1236 | 1313
Diameter: | Factory Installed | Note: | 5% | 10%
4 | 4" |  | NC | NC
5 | 5" |  | NC | NC
6 | 6" |  | NC | NC
7 | 7" |  | NC | NC
8 | 8" |  | NC | NC
Finish: | Description: | Note: | 5% | 10%
BK | Black |  | NC | NC
BZ | Bronze |  | NC | NC
DBZ | Dark Bronze |  | NC | NC
WH | White |  | NC | NC
GR | Green |  | NC | NC
SM | Silver Metallic |  | NC | NC
GY | Light Gray |  | NC | NC
TBK | Textured Black |  | NC | NC
CC | Custom Color (Consult Factory) |  | Factory | Factory
Notes:
1882 Lighting
DLP604 Clamshell/Wraparound Base
Model | Factory Installed | Note: | 5% | 10%
DLP604 | Clamshell/Wraparound Base |  | 1279 | 1359
Diameter: | Factory Installed | Note: | 5% | 10%
5 | 5" |  | NC | NC
6 | 6" |  | NC | NC
Finish: | Description: | Note: | 5% | 10%
BK | Black |  | NC | NC
BZ | Bronze |  | NC | NC
DBZ | Dark Bronze |  | NC | NC
WH | White |  | NC | NC
GR | Green |  | NC | NC
SM | Silver Metallic |  | NC | NC
GY | Light Gray |  | NC | NC
TBK | Textured Black |  | NC | NC
CC | Custom Color (Consult Factory) |  | Factory | Factory
Notes:
1882 Lighting
DLP605 Clamshell/Wraparound Base
Model | Factory Installed | Note: | 5% | 10%
DLP605 | Clamshell/Wraparound Base |  | 1529 | 1624
Diameter: | Factory Installed | Note: | 5% | 10%
4 | 4" |  | NC | NC
5 | 5" |  | NC | NC
6 | 6" |  | NC | NC
7 | 7" |  | NC | NC
Finish: | Description: | Note: | 5% | 10%
BK | Black |  | NC | NC
BZ | Bronze |  | NC | NC
DBZ | Dark Bronze |  | NC | NC
WH | White |  | NC | NC
GR | Green |  | NC | NC
SM | Silver Metallic |  | NC | NC
GY | Light Gray |  | NC | NC
TBK | Textured Black |  | NC | NC
CC | Custom Color (Consult Factory) |  | Factory | Factory
Notes:
1882 Lighting
DLP606 Clamshell/Wraparound Base
Model | Factory Installed | Note: | 5% | 10%
DLP606 | Clamshell/Wraparound Base |  | 1236 | 1313
Diameter: | Factory Installed | Note: | 5% | 10%
4 | 4" |  | NC | NC
5 | 5" |  | NC | NC
6 | 6" |  | NC | NC
Finish: | Description: | Note: | 5% | 10%
BK | Black |  | NC | NC
BZ | Bronze |  | NC | NC
DBZ | Dark Bronze |  | NC | NC
WH | White |  | NC | NC
GR | Green |  | NC | NC
SM | Silver Metallic |  | NC | NC
GY | Light Gray |  | NC | NC
TBK | Textured Black |  | NC | NC
CC | Custom Color (Consult Factory) |  | Factory | Factory
Notes:
1882 Lighting
DLP607 Clamshell/Wraparound Base
Model | Factory Installed | Note: | 5% | 10%
DLP607 | Clamshell/Wraparound Base |  | 1749 | 1858
Diameter: | Factory Installed | Note: | 5% | 10%
5 | 5" |  | NC | NC
6 | 6" |  | NC | NC
Finish: | Description: | Note: | 5% | 10%
BK | Black |  | NC | NC
BZ | Bronze |  | NC | NC
DBZ | Dark Bronze |  | NC | NC
WH | White |  | NC | NC
GR | Green |  | NC | NC
SM | Silver Metallic |  | NC | NC
GY | Light Gray |  | NC | NC
TBK | Textured Black |  | NC | NC
CC | Custom Color (Consult Factory) |  | Factory | Factory
Notes:
1882 Lighting
DLP607-1 Clamshell/Wraparound Base
Model | Factory Installed | Note: | 5% | 10%
DLP607-1 | Clamshell/Wraparound Base |  | 1529 | 1624
Diameter: | Factory Installed | Note: | 5% | 10%
5 | 5" |  | NC | NC
6 | 6" |  | NC | NC
7 | 7" |  | NC | NC
Finish: | Description: | Note: | 5% | 10%
BK | Black |  | NC | NC
BZ | Bronze |  | NC | NC
DBZ | Dark Bronze |  | NC | NC
WH | White |  | NC | NC
GR | Green |  | NC | NC
SM | Silver Metallic |  | NC | NC
GY | Light Gray |  | NC | NC
TBK | Textured Black |  | NC | NC
CC | Custom Color (Consult Factory) |  | Factory | Factory
Notes:
1882 Lighting
DLP607-2 Clamshell/Wraparound Base
Model | Factory Installed | Note: | 5% | 10%
DLP607-2 | Clamshell/Wraparound Base |  | 1518 | 1613
Diameter: | Factory Installed | Note: | 5% | 10%
5 | 5" |  | NC | NC
6 | 6" |  | NC | NC
7 | 7" |  | NC | NC
Finish: | Description: | Note: | 5% | 10%
BK | Black |  | NC | NC
BZ | Bronze |  | NC | NC
DBZ | Dark Bronze |  | NC | NC
WH | White |  | NC | NC
GR | Green |  | NC | NC
SM | Silver Metallic |  | NC | NC
GY | Light Gray |  | NC | NC
TBK | Textured Black |  | NC | NC
CC | Custom Color (Consult Factory) |  | Factory | Factory
Notes:
1882 Lighting
Clamshell Bases Cast Aluminum
Model | Factory Installed | Note: | 5% | 10%
DLP24A4 | 24" Tall Fluted Narrow Clamshell Base (Fits PARF and PARS Poles ONLY) |  | 497 | 528
Finish: | Description: | Note: | 5% | 10%
BK | Black |  | NC | NC
BZ | Bronze |  | NC | NC
DBZ | Dark Bronze |  | NC | NC
WH | White |  | NC | NC
GR | Green |  | NC | NC
SM | Silver Metallic |  | NC | NC
GY | Light Gray |  | NC | NC
TBK | Textured Black |  | NC | NC
C | Custom Color (Consult Factory) |  | Factory | Factory
Notes:
1882 Lighting
Banner Arm Light
LED Model: | Description: | Note: | 5% | 10%
BAL4C32X5 | PBLC3 4" Pole Clamp COB 10w |  | 255 | 270
BAL5C32X5 | PBLC3 5" Pole Clamp COB 10w |  | 264 | 280
Ballast: | Factory Installed | Note: | 5% | 10%
U | 120-277v |  | NC | NC
Color Temp: | Factory Installed | Note: | 5% | 10%
4K | 4000K |  | NC | NC
Color: | Factory Installed | Note: | 5% | 10%
B | Black |  | NC | NC
Replacement Parts: | Ships Separately, Field Installed | Note: | 5% | 10%
BAL4CB | 4″ Die Cast Aluminum Pole Clamp, Black Powdercoat Finish, Hardware Included. |  | 43 | 45
BAL5CB | 5″ Die Cast Aluminum Pole Clamp, Black Powdercoat Finish, Hardware Included. |  | 53 | 57
Notes:
1882 Lighting
Cast Base Covers
Model: | Description: | Note: | 5% | 10%
CBCR | Round Base |  | 438 | 465
CBCS | Square Base |  | 448 | 475
Finish: | Description: | Note: | 5% | 10%
BK | Black |  | NC | NC
BZ | Bronze |  | NC | NC
DBZ | Dark Bronze |  | NC | NC
WH | White |  | NC | NC
GR | Green |  | NC | NC
SM | Silver Metallic |  | NC | NC
GY | Light Gray |  | NC | NC
TBK | Textured Black |  | NC | NC
CC | Custom Color (Consult Factory) |  | Factory | Factory
Notes:
1882 Lighting
EYE BOLT
Model: | Description: | Note: | 5% | 10%
EB-CO | Clamp-On Eyebolt |  | 50 | 53
EB-BO | Bolt-On Eyebolt (must indicate location) | 96 | 50 | 53
EB-2CO | 2 Clamp-On Eyebolts at 180° |  | 98 | 104
Pole Style: | Description: | Note: | 5% | 10%
S | Smooth |  | NC | NC
F | Fluted |  | NC | NC
Finish: | Description: | Note: | 5% | 10%
BK | Black |  | NC | NC
BZ | Bronze |  | NC | NC
DBZ | Dark Bronze |  | NC | NC
WH | White |  | NC | NC
GR | Green |  | NC | NC
SM | Silver Metallic |  | NC | NC
GY | Light Gray |  | NC | NC
TBK | Textured Black |  | NC | NC
CC | Custom Color (Consult Factory) |  | Factory | Factory
Notes:
(96) Indicate Location
1882 Lighting
FINIALS and CAPITALS
Model: | Description: | Note: | 5% | 10%
B | GF2 |  | 57 | 60
C | GF3 |  | 57 | 60
D | GF4 |  | 57 | 60
E | GF5 - Plastic 4" (Black Only) |  | 57 | 60
F | GF6 |  | 57 | 60
G | GF7 |  | 57 | 60
H | GF8 |  | 57 | 60
I | GF9 |  | 57 | 60
J | GF10 (Standard) |  | 57 | 60
K | GF12 |  | 57 | 60
O | GF17 |  | 57 | 60
P | GF18 |  | 57 | 60
V | GF24 |  | 57 | 60
C1 | PLC1 - 8-3/4" High |  | 268 | 284
C2 | PLC2 - 10-13/16" High |  | 268 | 284
C3 | PLC3 - 6-7/8" High |  | 268 | 284
C4 | PLC4 - 7-13/16" High |  | 268 | 284
C5 | PLC5 - 9-15/16" High |  | 268 | 284
C6 | PLC6 - 8-1/16" High |  | 268 | 284
C7 | PLC7 - 8-3/8" High |  | 268 | 284
C8 | PLC8 - 11-3/8" High |  | 268 | 284
C9 | PLC9 - 14-1/4" High |  | 268 | 284
C10 | PLC10 - 10-1/4" High |  | 268 | 284
C11 | PLC11 - 15" High |  | 268 | 284
Notes:
1882 Lighting
Flag Pole Holder
Model: | Description: | Note: | 5% | 10%
FPH-1-CO | Clamp-On Flagholder |  | 104 | 110
FPH-1-BO | Bolt-On Flagholder (must indicate location) | 96 | 412 | 438
Pole Style: | Description: | Note: | 5% | 10%
S | Smooth |  | NC | NC
F | Fluted |  | NC | NC
Pole OD: | Description: | Note: | 5% | 10%
4 | 4" OD |  | NC | NC
5 | 5" OD |  | NC | NC
Finish: | Description: | Note: | 5% | 10%
BK | Black |  | NC | NC
BZ | Bronze |  | NC | NC
DBZ | Dark Bronze |  | NC | NC
WH | White |  | NC | NC
GR | Green |  | NC | NC
SM | Silver Metallic |  | NC | NC
GY | Light Gray |  | NC | NC
TBK | Textured Black |  | NC | NC
CC | Custom Color (Consult Factory) |  | Factory | Factory
Notes:
(96) Indicate Location
1882 Lighting
Flower / Plant Hanger
Model: | Description: | Note: | 5% | 10%
FH-BO | 24” Bolt-On Flower/Plant Hanger (must indicate location) | 96 | 215 | 228
FH-CO | 24” Clamp-On Flower/Plant Hanger |  | 411 | 437
FH-BBA | 24” Break-Away Flower/Plant Hanger |  | 460 | 489
Pole Style: | Description: | Note: | 5% | 10%
S | Smooth |  | NC | NC
F | Fluted |  | NC | NC
Finish: | Description: | Note: | 5% | 10%
BK | Black |  | NC | NC
BZ | Bronze |  | NC | NC
DBZ | Dark Bronze |  | NC | NC
WH | White |  | NC | NC
GR | Green |  | NC | NC
SM | Silver Metallic |  | NC | NC
GY | Light Gray |  | NC | NC
TBK | Textured Black |  | NC | NC
CC | Custom Color (Consult Factory) |  | Factory | Factory
Notes:
(96) Indicate Location
1882 Lighting
PIER MOUNT - ROUND
Model: | Description: | Note: | 5% | 10%
PMR3 | Pier mount round base, round tube, 3" x 3" |  | 284 | 302
PMR10 | Pier mount round base, round tube w/ scrolls, 3" x 10" |  | 416 | 442
PMR12 | Pier mount, round base, round tube, 3" x 12" |  | 306 | 325
Scroll: | Description: | Note: | 5% | 10%
N | No Scroll |  | NC | NC
SCR | Scroll |  | 45 | 48
Finish: | Description: | Note: | 5% | 10%
BK | Black |  | NC | NC
BZ | Bronze |  | NC | NC
DBZ | Dark Bronze |  | NC | NC
WH | White |  | NC | NC
GR | Green |  | NC | NC
SM | Silver Metallic |  | NC | NC
GY | Light Gray |  | NC | NC
TBK | Textured Black |  | NC | NC
CC | Custom Color (Consult Factory) |  | Factory | Factory
Notes:
1882 Lighting
PIER MOUNT - SQUARE
Model: | Description: | Note: | 5% | 10%
PMS3 | Pier mount square base, square tube, 3" x 3" |  | 284 | 302
PMS10 | Pier mount square base, square tube w/ scrolls, 3" x 10" |  | 416 | 442
PMS12 | Pier mount square base, square tube, 3" x 12" |  | 306 | 325
Scroll: | Description: | Note: | 5% | 10%
N | No Scroll |  | NC | NC
SCR | Scroll |  | 45 | 48
Finish: | Description: | Note: | 5% | 10%
BK | Black |  | NC | NC
BZ | Bronze |  | NC | NC
DBZ | Dark Bronze |  | NC | NC
WH | White |  | NC | NC
GR | Green |  | NC | NC
SM | Silver Metallic |  | NC | NC
GY | Light Gray |  | NC | NC
TBK | Textured Black |  | NC | NC
CC | Custom Color (Consult Factory) |  | Factory | Factory
Notes:
PEMCO
Street Signs
Model: | Description: | Note: | 5% | 10%
SSR-BO | Street Sign |  | Factory | Factory
SSR-PT | Street Sign |  | Factory | Factory
SSR-CO | Street Sign |  | Factory | Factory
SSR-BO-2EB | Street Sign |  | Factory | Factory
SSR-CO-2EB | Street Sign |  | Factory | Factory
SSR-PT-F | Street Sign |  | Factory | Factory
DSSR-BO | Street Sign |  | Factory | Factory
SSOV-BO | Street Sign |  | Factory | Factory
SSOB-PT | Street Sign |  | Factory | Factory
SSOB-CO | Street Sign |  | Factory | Factory
SSOB-BO2EB | Street Sign |  | Factory | Factory
SSOV-CO-2EB | Street Sign |  | Factory | Factory
SSOV-PT-F | Street Sign |  | Factory | Factory
DSSOV-BO | Street Sign |  | Factory | Factory
SSOC-BO | Street Sign |  | Factory | Factory
SSOC-PT | Street Sign |  | Factory | Factory
SSOC-CO | Street Sign |  | Factory | Factory
SSOC-BO-2EB | Street Sign |  | Factory | Factory
SSOC-PT-F | Street Sign |  | Factory | Factory
SSC-BO | Street Sign |  | Factory | Factory
SSC-PT | Street Sign |  | Factory | Factory
SSC-CO | Street Sign |  | Factory | Factory
SSC-BO-2EB | Street Sign |  | Factory | Factory
SSC-CO-2EB | Street Sign |  | Factory | Factory
SSC-PT-F | Street Sign |  | Factory | Factory
SF00-36 | Street Sign |  | Factory | Factory
SF00-48 | Street Sign |  | Factory | Factory
Notes:
1882 Lighting
Tenon Adaptor
Model: | Description: | Note: | 5% | 10%
TAR | Tenon Adaptor, Round |  | 202 | 214
TAS | Tenon Adaptor, Square |  | 202 | 214
Fixture ID: | Description: | Note: | 5% | 10%
Required | Size of the fixture fitter ID (in inches) |  | NC | NC
Pole OD: | Description: | Note: | 5% | 10%
Required | OD of pole the adaptor is fitting to (in inches) |  | NC | NC
Finish: | Description: | Note: | 5% | 10%
BK | Black |  | NC | NC
BZ | Bronze |  | NC | NC
DBZ | Dark Bronze |  | NC | NC
WH | White |  | NC | NC
GR | Green |  | NC | NC
SM | Silver Metallic |  | NC | NC
GY | Light Gray |  | NC | NC
TBK | Textured Black |  | NC | NC
CC | Custom Color (Consult Factory) |  | Factory | Factory
Notes:
1882 Lighting
LEVELING DEVICE
Model: | Description: | Note: | 5% | 10%
PMD-001-SQ | Round |  | 332 | 353
PMD-002-RD | Square |  | 332 | 353
PMD-003-CF | Round Cast with Finial |  | 332 | 353
BA | Ball Finial (PMD001, PMD002 Only) |  | 76 | 80
AC | Acorn Finial (PMD001, PMD002 Only) |  | 76 | 80
PCR3 | 3 Pin Twist Lock Receptacle (photocell not included) |  | 52 | 55
PCR7 | 7 Pin Twist Lock Receptacle (photocell not included) |  | 52 | 55
Notes:
1882 Lighting
LADDER RESTS NEW ITEM
Model: | Description: | Note: | 5% | 10%
DLR-CO-4-SMOOTH | Ladder Rest, Clamp-on, 4" Smooth |  | 358 | 381
DLR-CO-5-SMOOTH | Ladder Rest, Clamp-on, 5" Smooth |  | 396 | 420
DLR-CO-4-FLUTED | Ladder Rest, Clamp-on, 4" Fluted |  | 368 | 390
DLR-CO-5-FLUTED | Ladder Rest, Clamp-on, 5" Fluted |  | 404 | 429
DLR-CO-4-SOLID CASTING | Ladder Rest, Clamp-on, 4" Soild Casting |  | 358 | 381
DLR-CO-5-SOLID CASTING | Ladder Rest, Clamp-on, 5" Solid Casting |  | 396 | 420
Notes:
1882 Price Guide
Pole Products
Effective March 21, 2023
150 PEMCO Way Wilmington, DE 19804
302-892-9000
https://1882lighting.com/
Prices Subject to Change without Notice

## Specialized Poles
|  |  | 1 Pole | 2-3 Poles | 4-6 Poles | +7 Poles
1882 Lighting
8’-30’ Round Tapered Direct Burial
Refer to Specification Pages for exact combinations of height, diameter and wall thickness
Pole Model: | Description | Note: | 5% | 5% | 5% | 5%
5318 M S 125 | 5”- 3” Tapered 18' Direct Burial Smooth 0.125 Wall Size Satin Finish |  | 1820 | 1223 | 937 | 832
5318 M S 156 | 5”- 3” Tapered 18' Direct Burial Smooth 0.156 Wall Size Satin Finish |  | 1956 | 1355 | 1069 | 957
5320 M S 125 | 5”- 3” Tapered 20' Direct Burial Smooth 0.125 Wall Size Satin Finish |  | 1871 | 1276 | 984 | 880
5320 M S 156 | 5”- 3” Tapered 20' Direct Burial Smooth 0.156 Wall Size Satin Finish |  | 2013 | 1412 | 1122 | 1012
Pole Model: | Description | Note: | 10% | 10% | 10% | 10%
5318 M S 125 | 5”- 3” Tapered 18' Direct Burial Smooth 0.125 Wall Size Satin Finish |  | 1934 | 1299 | 995 | 884
5318 M S 156 | 5”- 3” Tapered 18' Direct Burial Smooth 0.156 Wall Size Satin Finish |  | 2078 | 1439 | 1135 | 1017
5320 M S 125 | 5”- 3” Tapered 20' Direct Burial Smooth 0.125 Wall Size Satin Finish |  | 1988 | 1355 | 1045 | 935
5320 M S 156 | 5”- 3” Tapered 20' Direct Burial Smooth 0.156 Wall Size Satin Finish |  | 2139 | 1500 | 1192 | 1075
Pole Model: | Description | Note: | 5% | 5% | 5% | 5%
6418 M S 156 | 6”- 4” Tapered 18' Direct Burial Smooth 0.156 Wall Size Satin Finish |  | 2079 | 1478 | 1189 | 1076
6425 M S 156 | 6”- 4” Tapered 25' Direct Burial Smooth 0.156 Wall Size Satin Finish |  | 2356 | 1753 | 1456 | 1338
6425 M S 188 | 6”- 4” Tapered 25' Direct Burial Smooth 0.188 Wall Size Satin Finish |  | 2615 | 2005 | 1700 | 1577
Pole Model: | Description | Note: | 10% | 10% | 10% | 10%
6418 M S 156 | 6”- 4” Tapered 18' Direct Burial Smooth 0.156 Wall Size Satin Finish |  | 2209 | 1570 | 1263 | 1143
6425 M S 156 | 6”- 4” Tapered 25' Direct Burial Smooth 0.156 Wall Size Satin Finish |  | 2503 | 1863 | 1547 | 1422
6425 M S 188 | 6”- 4” Tapered 25' Direct Burial Smooth 0.188 Wall Size Satin Finish |  | 2778 | 2130 | 1807 | 1675
Pole Model: | Description | Note: | 5% | 5% | 5% | 5%
7430 M S 156 | 7”- 4” Tapered 30' Direct Burial Smooth 0.156 Wall Size Satin Finish |  | 2235 | 1888 | 1708 | 1640
84.530 M S 156 | 8”- 4” Tapered 30' Direct Burial Smooth 0.156 Wall Size Satin Finish |  | 2417 | 2059 | 1889 | 1812
Pole Model: | Description | Note: | 10% | 10% | 10% | 10%
7430 M S 156 | 7”- 4” Tapered 30' Direct Burial Smooth 0.156 Wall Size Satin Finish |  | 2374 | 2005 | 1814 | 1743
84.530 M S 156 | 8”- 4” Tapered 30' Direct Burial Smooth 0.156 Wall Size Satin Finish |  | 2568 | 2188 | 2007 | 1925
Pole Model: | Description | Note: | 5% | 5% | 5% | 5%
5318 M S 125 | 5”- 3” Tapered 18' Direct Burial Smooth 0.125 Wall Size Powder Coat Finish |  | 1938 | 1337 | 1051 | 948
5318 M S 156 | 5”- 3” Tapered 18' Direct Burial Smooth 0.156 Wall Size Powder Coat Finish |  | 2084 | 1479 | 1190 | 1088
5320 M S 125 | 5”- 3” Tapered 20' Direct Burial Smooth 0.125 Wall Size Powder Coat Finish |  | 2005 | 1400 | 1116 | 1002
5320 M S 156 | 5”- 3” Tapered 20' Direct Burial Smooth 0.156 Wall Size Powder Coat Finish |  | 2164 | 1559 | 1270 | 1156
Pole Model: | Description | Note: | 10% | 10% | 10% | 10%
5318 M S 125 | 5”- 3” Tapered 18' Direct Burial Smooth 0.125 Wall Size Powder Coat Finish |  | 2059 | 1420 | 1117 | 1007
5318 M S 156 | 5”- 3” Tapered 18' Direct Burial Smooth 0.156 Wall Size Powder Coat Finish |  | 2214 | 1572 | 1264 | 1155
5320 M S 125 | 5”- 3” Tapered 20' Direct Burial Smooth 0.125 Wall Size Powder Coat Finish |  | 2130 | 1488 | 1185 | 1064
5320 M S 156 | 5”- 3” Tapered 20' Direct Burial Smooth 0.156 Wall Size Powder Coat Finish |  | 2299 | 1657 | 1349 | 1228
Pole Model: | Description | Note: | 5% | 5% | 5% | 5%
6418 M S 156 | 6”- 4” Tapered 18' Direct Burial Smooth 0.156 Wall Size Powder Coat Finish |  | 2269 | 1670 | 1371 | 1256
6425 M S 156 | 6”- 4” Tapered 25' Direct Burial Smooth 0.156 Wall Size Powder Coat Finish |  | 2705 | 2091 | 1788 | 1668
6425 M S 188 | 6”- 4” Tapered 25' Direct Burial Smooth 0.188 Wall Size Powder Coat Finish |  | 2970 | 2346 | 2037 | 1912
Pole Model: | Description | Note: | 10% | 10% | 10% | 10%
6418 M S 156 | 6”- 4” Tapered 18' Direct Burial Smooth 0.156 Wall Size Powder Coat Finish |  | 2410 | 1774 | 1457 | 1334
6425 M S 156 | 6”- 4” Tapered 25' Direct Burial Smooth 0.156 Wall Size Powder Coat Finish |  | 2874 | 2222 | 1899 | 1772
6425 M S 188 | 6”- 4” Tapered 25' Direct Burial Smooth 0.188 Wall Size Powder Coat Finish |  | 3155 | 2493 | 2164 | 2032
Pole Model: | Description | Note: | 5% | 5% | 5% | 5%
7430 M S 156 | 7”- 4” Tapered 30' Direct Burial Smooth 0.156 Wall Size Powder Coat Finish |  | 2675 | 2306 | 2131 | 2052
84.530 M S 156 | 8”- 4” Tapered 30' Direct Burial Smooth 0.156 Wall Size Powder Coat Finish |  | 2960 | 2591 | 2400 | 2325
Pole Model: | Description | Note: | 10% | 10% | 10% | 10%
7430 M S 156 | 7”- 4” Tapered 30' Direct Burial Smooth 0.156 Wall Size Powder Coat Finish |  | 2842 | 2450 | 2264 | 2180
84.530 M S 156 | 8”- 4” Tapered 30' Direct Burial Smooth 0.156 Wall Size Powder Coat Finish |  | 3145 | 2753 | 2550 | 2470
Tenon: | Factory Installed | Note: | 5% | 5% | 5% | 5%
N | None |  | NC | NC | NC | NC
T300 | 2-7/8” OD x 3” tall |  | NC | NC | NC | NC
T355 | 2-7/8” OD x 5.5” tall |  | NC | NC | NC | NC
CAP | Removable cap, no tenon |  | 28 | 28 | 28 | 28
Tenon: | Factory Installed | Note: | 10% | 10% | 10% | 10%
CAP | Removable cap, no tenon |  | 29 | 29 | 29 | 29
Accessories: | Description: | Note: | 5% | 5% | 5% | 5%
N | None |  | NC | NC | NC | NC
GFIC | GFI in-use cover, cast aluminum | 96 | 198 | 198 | 198 | 198
GFIP | GFI in-use cover, plastic | 96 | 198 | 198 | 198 | 198
USB | Dual USB Port | 96 | 198 | 198 | 198 | 198
HH | Handhole |  | 44 | 44 | 44 | 44
Accessories: | Description: | Note: | 10% | 10% | 10% | 10%
GFIC | GFI in-use cover, cast aluminum | 96 | 209 | 209 | 209 | 209
GFIP | GFI in-use cover, plastic | 96 | 209 | 209 | 209 | 209
USB | Dual USB Port | 96 | 209 | 209 | 209 | 209
HH | Handhole |  | 44 | 44 | 44 | 44
Standard Finish: | Description: | Note: | 1 Pole | 2-3 Poles | 4-6 Poles | +7 Poles
BK | Black |  | NC | NC | NC | NC
BZ | Bronze |  | NC | NC | NC | NC
DBZ | Dark Bronze |  | NC | NC | NC | NC
WH | White |  | NC | NC | NC | NC
GR | Green |  | NC | NC | NC | NC
SM | Silver Metallic |  | NC | NC | NC | NC
GY | Light Gray |  | NC | NC | NC | NC
TBK | Textured Black |  | NC | NC | NC | NC
Premium Finish: | Description: | Note: | 1 Pole | 2-3 Poles | 4-6 Poles | +7 Poles
CC | Custom Color (Consult Factory) |  | Factory | Factory | Factory | Factory
Notes:
(96) Indicate Location
1882 Lighting
8’ to 35’ Square Straight Smooth Anchor Base
Refer to Specification Pages for exact combinations of height, diameter and wall thickness
Pole Model: | Description | Note: | 5% | 5% | 5% | 5%
S 408 A 125 | Square 4” straight 8' Anchor Base 0.125 Wall Size Satin Finish |  | 1784 | 1183 | 904 | 796
S 410 A 125 | Square 4” straight 10' Anchor Base 0.125 Wall Size Satin Finish |  | 1858 | 1257 | 973 | 871
S 412 A 125 | Square 4” straight 12' Anchor Base 0.125 Wall Size Satin Finish |  | 1936 | 1335 | 1044 | 944
S 414 A 125 | Square 4” straight 14' Anchor Base 0.125 Wall Size Satin Finish |  | 1936 | 1335 | 1044 | 944
S 415 A 125 | Square 4” straight 15' Anchor Base 0.125 Wall Size Satin Finish |  | 2052 | 1445 | 1159 | 1049
S 416 A 125 | Square 4” straight 16' Anchor Base 0.125 Wall Size Satin Finish |  | 2090 | 1488 | 1192 | 1089
S 416 A 188 | Square 4” straight 16' Anchor Base 0.188 Wall Size Satin Finish |  | 2345 | 1735 | 1442 | 1330
S 418 A 125 | Square 4” straight 18' Anchor Base 0.125 Wall Size Satin Finish |  | 2151 | 1550 | 1253 | 1146
S 418 A 188 | Square 4” straight 18' Anchor Base 0.188 Wall Size Satin Finish |  | 2446 | 1836 | 1539 | 1422
S 420 A 125 | Square 4” straight 20' Anchor Base 0.125 Wall Size Satin Finish |  | 2258 | 1652 | 1360 | 1246
S 420 A 188 | Square 4” straight 20' Anchor Base 0.188 Wall Size Satin Finish |  | 2568 | 1958 | 1660 | 1539
Pole Model: | Description | Note: | 10% | 10% | 10% | 10%
S 408 A 125 | Square 4” straight 8' Anchor Base 0.125 Wall Size Satin Finish |  | 1895 | 1257 | 960 | 845
S 410 A 125 | Square 4” straight 10' Anchor Base 0.125 Wall Size Satin Finish |  | 1974 | 1335 | 1034 | 925
S 412 A 125 | Square 4” straight 12' Anchor Base 0.125 Wall Size Satin Finish |  | 2057 | 1418 | 1109 | 1003
S 414 A 125 | Square 4” straight 14' Anchor Base 0.125 Wall Size Satin Finish |  | 2057 | 1418 | 1109 | 1003
S 415 A 125 | Square 4” straight 15' Anchor Base 0.125 Wall Size Satin Finish |  | 2180 | 1535 | 1232 | 1114
S 416 A 125 | Square 4” straight 16' Anchor Base 0.125 Wall Size Satin Finish |  | 2220 | 1580 | 1267 | 1157
S 416 A 188 | Square 4” straight 16' Anchor Base 0.188 Wall Size Satin Finish |  | 2492 | 1843 | 1532 | 1413
S 418 A 125 | Square 4” straight 18' Anchor Base 0.125 Wall Size Satin Finish |  | 2285 | 1647 | 1332 | 1218
S 418 A 188 | Square 4” straight 18' Anchor Base 0.188 Wall Size Satin Finish |  | 2599 | 1950 | 1635 | 1510
S 420 A 125 | Square 4” straight 20' Anchor Base 0.125 Wall Size Satin Finish |  | 2399 | 1755 | 1445 | 1324
S 420 A 188 | Square 4” straight 20' Anchor Base 0.188 Wall Size Satin Finish |  | 2728 | 2080 | 1764 | 1635
Pole Model: | Description | Note: | 5% | 5% | 5% | 5%
S 518 A 188 | Square 5” straight 18' Anchor Base 0.188 Wall Size Satin Finish |  | 2446 | 1836 | 1539 | 1422
S 520 A 188 | Square 5” straight 20' Anchor Base 0.188 Wall Size Satin Finish |  | 2924 | 2306 | 1996 | 1872
S 525 A 188 | Square 5” straight 25' Anchor Base 0.188 Wall Size Satin Finish |  | 3320 | 2695 | 2382 | 2245
Pole Model: | Description | Note: | 10% | 10% | 10% | 10%
S 518 A 188 | Square 5” straight 18' Anchor Base 0.188 Wall Size Satin Finish |  | 2599 | 1950 | 1635 | 1510
S 520 A 188 | Square 5” straight 20' Anchor Base 0.188 Wall Size Satin Finish |  | 3107 | 2450 | 2120 | 1989
S 525 A 188 | Square 5” straight 25' Anchor Base 0.188 Wall Size Satin Finish |  | 3528 | 2863 | 2530 | 2385
Pole Model: | Description | Note: | 5% | 5% | 5% | 5%
S 6.7530 A 250 | Square 6” straight 30' Anchor Base 0.250 Wall Size Satin Finish | 77 | 5313 | 4899 | 4665 | 4535
S 6.7535 A 250 | Square 6” straight 35' Anchor Base 0.250 Wall Size Satin Finish | 77 | 5889 | 5455 | 5217 | 5082
S 620 A 188 | Square 6” straight 20' Anchor Base 0.188 Wall Size Satin Finish |  | 3400 | 2773 | 2456 | 2322
S 620 A 250 | Square 6” straight 20' Anchor Base 0.250 Wall Size Satin Finish |  | 3977 | 3340 | 3012 | 2866
S 625 A 188 | Square 6” straight 25' Anchor Base 0.188 Wall Size Satin Finish |  | 3869 | 3230 | 2904 | 2765
S 625 A 250 | Square 6” straight 25' Anchor Base 0.250 Wall Size Satin Finish |  | 4560 | 3909 | 3570 | 3422
S 630 A 250 | Square 6” straight 30' Anchor Base 0.250 Wall Size Satin Finish | 77 | 4683 | 4276 | 4057 | 3945
S 632 A 250 | Square 6” straight 32' Anchor Base 0.250 Wall Size Satin Finish | 77 | 4924 | 4511 | 4283 | 4173
S 635 A 250 | Square 6” straight 35' Anchor Base 0.250 Wall Size Satin Finish | 77 | 5442 | 5020 | 4785 | 4664
Pole Model: | Description | Note: | 10% | 10% | 10% | 10%
S 6.7530 A 250 | Square 6” straight 30' Anchor Base 0.250 Wall Size Satin Finish | 77 | 5645 | 5205 | 4957 | 4818
S 6.7535 A 250 | Square 6” straight 35' Anchor Base 0.250 Wall Size Satin Finish | 77 | 6257 | 5795 | 5543 | 5399
S 620 A 188 | Square 6” straight 20' Anchor Base 0.188 Wall Size Satin Finish |  | 3613 | 2947 | 2609 | 2467
S 620 A 250 | Square 6” straight 20' Anchor Base 0.250 Wall Size Satin Finish |  | 4225 | 3549 | 3200 | 3045
S 625 A 188 | Square 6” straight 25' Anchor Base 0.188 Wall Size Satin Finish |  | 4110 | 3432 | 3085 | 2938
S 625 A 250 | Square 6” straight 25' Anchor Base 0.250 Wall Size Satin Finish |  | 4845 | 4153 | 3793 | 3635
S 630 A 250 | Square 6” straight 30' Anchor Base 0.250 Wall Size Satin Finish | 77 | 4975 | 4543 | 4310 | 4192
S 632 A 250 | Square 6” straight 32' Anchor Base 0.250 Wall Size Satin Finish | 77 | 5232 | 4793 | 4550 | 4434
S 635 A 250 | Square 6” straight 35' Anchor Base 0.250 Wall Size Satin Finish | 77 | 5782 | 5334 | 5084 | 4955
Pole Model: | Description | Note: | 5% | 5% | 5% | 5%
S 408 A 125 | Square 4” straight 8' Anchor Base 0.125 Wall Size Powder Coat Finish |  | 1784 | 1183 | 904 | 796
S 410 A 125 | Square 4” straight 10' Anchor Base 0.125 Wall Size Powder Coat Finish |  | 1858 | 1257 | 973 | 871
S 412 A 125 | Square 4” straight 12' Anchor Base 0.125 Wall Size Powder Coat Finish |  | 1936 | 1335 | 1044 | 944
S 414 A 125 | Square 4” straight 14' Anchor Base 0.125 Wall Size Powder Coat Finish |  | 1936 | 1335 | 1044 | 944
S 415 A 125 | Square 4” straight 15' Anchor Base 0.125 Wall Size Powder Coat Finish |  | 2052 | 1445 | 1159 | 1049
S 416 A 125 | Square 4” straight 16' Anchor Base 0.125 Wall Size Powder Coat Finish |  | 2090 | 1488 | 1192 | 1089
S 416 A 188 | Square 4” straight 16' Anchor Base 0.188 Wall Size Powder Coat Finish |  | 2345 | 1735 | 1442 | 1330
S 418 A 125 | Square 4” straight 18' Anchor Base 0.125 Wall Size Powder Coat Finish |  | 2151 | 1550 | 1253 | 1146
S 418 A 188 | Square 4” straight 18' Anchor Base 0.188 Wall Size Powder Coat Finish |  | 2446 | 1836 | 1539 | 1422
S 420 A 125 | Square 4” straight 20' Anchor Base 0.125 Wall Size Powder Coat Finish |  | 2258 | 1652 | 1360 | 1246
S 420 A 188 | Square 4” straight 20' Anchor Base 0.188 Wall Size Powder Coat Finish |  | 2568 | 1958 | 1660 | 1539
Pole Model: | Description | Note: | 10% | 10% | 10% | 10%
S 408 A 125 | Square 4” straight 8' Anchor Base 0.125 Wall Size Powder Coat Finish |  | 1895 | 1257 | 960 | 845
S 410 A 125 | Square 4” straight 10' Anchor Base 0.125 Wall Size Powder Coat Finish |  | 1974 | 1335 | 1034 | 925
S 412 A 125 | Square 4” straight 12' Anchor Base 0.125 Wall Size Powder Coat Finish |  | 2057 | 1418 | 1109 | 1003
S 414 A 125 | Square 4” straight 14' Anchor Base 0.125 Wall Size Powder Coat Finish |  | 2057 | 1418 | 1109 | 1003
S 415 A 125 | Square 4” straight 15' Anchor Base 0.125 Wall Size Powder Coat Finish |  | 2180 | 1535 | 1232 | 1114
S 416 A 125 | Square 4” straight 16' Anchor Base 0.125 Wall Size Powder Coat Finish |  | 2220 | 1580 | 1267 | 1157
S 416 A 188 | Square 4” straight 16' Anchor Base 0.188 Wall Size Powder Coat Finish |  | 2492 | 1843 | 1532 | 1413
S 418 A 125 | Square 4” straight 18' Anchor Base 0.125 Wall Size Powder Coat Finish |  | 2285 | 1647 | 1332 | 1218
S 418 A 188 | Square 4” straight 18' Anchor Base 0.188 Wall Size Powder Coat Finish |  | 2599 | 1950 | 1635 | 1510
S 420 A 125 | Square 4” straight 20' Anchor Base 0.125 Wall Size Powder Coat Finish |  | 2399 | 1755 | 1445 | 1324
S 420 A 188 | Square 4” straight 20' Anchor Base 0.188 Wall Size Powder Coat Finish |  | 2728 | 2080 | 1764 | 1635
Pole Model: | Description | Note: | 5% | 5% | 5% | 5%
S 518 A 188 | Square 5” straight 18' Anchor Base 0.188 Wall Size Powder Coat Finish |  | 2446 | 1836 | 1539 | 1422
S 520 A 188 | Square 5” straight 20' Anchor Base 0.188 Wall Size Powder Coat Finish |  | 2924 | 2306 | 1996 | 1872
S 525 A 188 | Square 5” straight 25' Anchor Base 0.188 Wall Size Powder Coat Finish |  | 3320 | 2695 | 2382 | 2245
Pole Model: | Description | Note: | 10% | 10% | 10% | 10%
S 518 A 188 | Square 5” straight 18' Anchor Base 0.188 Wall Size Powder Coat Finish |  | 2599 | 1950 | 1635 | 1510
S 520 A 188 | Square 5” straight 20' Anchor Base 0.188 Wall Size Powder Coat Finish |  | 3107 | 2450 | 2120 | 1989
S 525 A 188 | Square 5” straight 25' Anchor Base 0.188 Wall Size Powder Coat Finish |  | 3528 | 2863 | 2530 | 2385
Pole Model: | Description | Note: | 5% | 5% | 5% | 5%
S 6.7530 A 250 | Square 6” straight 30' Anchor Base 0.250 Wall Size Powder Coat Finish | 77 | 5313 | 4899 | 4665 | 4535
S 6.7535 A 250 | Square 6” straight 35' Anchor Base 0.250 Wall Size Powder Coat Finish | 77 | 5889 | 5455 | 5217 | 5082
S 620 A 188 | Square 6” straight 20' Anchor Base 0.188 Wall Size Powder Coat Finish |  | 3400 | 2773 | 2456 | 2322
S 620 A 250 | Square 6” straight 20' Anchor Base 0.250 Wall Size Powder Coat Finish |  | 3977 | 3340 | 3012 | 2866
S 625 A 188 | Square 6” straight 25' Anchor Base 0.188 Wall Size Powder Coat Finish |  | 3869 | 3230 | 2904 | 2765
S 625 A 250 | Square 6” straight 25' Anchor Base 0.250 Wall Size Powder Coat Finish |  | 4560 | 3909 | 3570 | 3422
S 630 A 250 | Square 6” straight 30' Anchor Base 0.250 Wall Size Powder Coat Finish | 77 | 4683 | 4276 | 4057 | 3945
S 632 A 250 | Square 6” straight 32' Anchor Base 0.250 Wall Size Powder Coat Finish | 77 | 4924 | 4511 | 4283 | 4173
S 635 A 250 | Square 6” straight 35' Anchor Base 0.250 Wall Size Powder Coat Finish | 77 | 5442 | 5020 | 4785 | 4664
Pole Model: | Description | Note: | 10% | 10% | 10% | 10%
S 6.7530 A 250 | Square 6” straight 30' Anchor Base 0.250 Wall Size Powder Coat Finish | 77 | 5645 | 5205 | 4957 | 4818
S 6.7535 A 250 | Square 6” straight 35' Anchor Base 0.250 Wall Size Powder Coat Finish | 77 | 6257 | 5795 | 5543 | 5399
S 620 A 188 | Square 6” straight 20' Anchor Base 0.188 Wall Size Powder Coat Finish |  | 3613 | 2947 | 2609 | 2467
S 620 A 250 | Square 6” straight 20' Anchor Base 0.250 Wall Size Powder Coat Finish |  | 4225 | 3549 | 3200 | 3045
S 625 A 188 | Square 6” straight 25' Anchor Base 0.188 Wall Size Powder Coat Finish |  | 4110 | 3432 | 3085 | 2938
S 625 A 250 | Square 6” straight 25' Anchor Base 0.250 Wall Size Powder Coat Finish |  | 4845 | 4153 | 3793 | 3635
S 630 A 250 | Square 6” straight 30' Anchor Base 0.250 Wall Size Powder Coat Finish | 77 | 4975 | 4543 | 4310 | 4192
S 632 A 250 | Square 6” straight 32' Anchor Base 0.250 Wall Size Powder Coat Finish | 77 | 5232 | 4793 | 4550 | 4434
S 635 A 250 | Square 6” straight 35' Anchor Base 0.250 Wall Size Powder Coat Finish | 77 | 5782 | 5334 | 5084 | 4955
Tenon: | Factory Installed | Note: | 5% | 5% | 5% | 5%
N | None |  | NC | NC | NC | NC
T300 | 2-7/8” OD x 3” tall |  | NC | NC | NC | NC
T355 | 2-7/8” OD x 5.5” tall |  | NC | NC | NC | NC
CAP | Removable cap, no tenon |  | 28 | 28 | 28 | 28
Tenon: | Factory Installed | Note: | 10% | 10% | 10% | 10%
CAP | Removable cap, no tenon |  | 29 | 29 | 29 | 29
Accessories: | Factory Installed | Note: | 5% | 5% | 5% | 5%
N | None |  | NC | NC | NC | NC
GFIC | GFI in-use cover, cast aluminum | 96 | 198 | 198 | 198 | 198
GFIP | GFI in-use cover, plastic | 96 | 198 | 198 | 198 | 198
USB | Dual USB Port | 96 | 198 | 198 | 198 | 198
Accessories: | Factory Installed | Note: | 10% | 10% | 10% | 10%
GFIC | GFI in-use cover, cast aluminum | 96 | 209 | 209 | 209 | 209
GFIP | GFI in-use cover, plastic | 96 | 209 | 209 | 209 | 209
USB | Dual USB Port | 96 | 209 | 209 | 209 | 209
Standard Finish: | Description: | Note: | 1 Pole | 2-3 Poles | 4-6 Poles | +7 Poles
BK | Black |  | NC | NC | NC | NC
BZ | Bronze |  | NC | NC | NC | NC
DBZ | Dark Bronze |  | NC | NC | NC | NC
WH | White |  | NC | NC | NC | NC
GR | Green |  | NC | NC | NC | NC
SM | Silver Metallic |  | NC | NC | NC | NC
GY | Light Gray |  | NC | NC | NC | NC
TBK | Textured Black |  | NC | NC | NC | NC
Premium Finish: | Description: | Note: | 1 Pole | 2-3 Poles | 4-6 Poles | +7 Poles
CC | Custom Color (Consult Factory) |  | Factory | Factory | Factory | Factory
Anchor Bolts: | Description: | Note: | 5% | 5% | 5% | 5%
(Leave Blank) | Leave blank if you need anchor bolts |  | NC | NC | NC | NC
LAB | Less Anchor Bolts - Customer supplies own anchor bolts |  | -30 | -30 | -30 | -30
Anchor Bolts: | Description: | Note: | 10% | 10% | 10% | 10%
LAB | Less Anchor Bolts - Customer supplies own anchor bolts |  | -32 | -32 | -32 | -32
Notes:
(77) Includes Factory Installed Vibration Damper
(96) Indicate Location
1882 Lighting
20’ to 50’ Round Tapered Smooth Anchor Base
Refer to Specification Pages for exact combinations of height, diameter and wall thickness
Pole Model: | Description | Note: | 5% | 5% | 5% | 5%
5320 A 125 | 5”- 3” tapered 20' Anchor Base Smooth 0.125 Wall Size Satin Finish |  | 1892 | 1291 | 1004 | 900
5320 A 156 | 5”- 3” tapered 20' Anchor Base Smooth 0.156 Wall Size Satin Finish |  | 2046 | 1438 | 1150 | 1044
5320 A 188 | 5”- 3” tapered 20' Anchor Base Smooth 0.188 Wall Size Satin Finish |  | 2177 | 1577 | 1286 | 1173
6420 A 156 | 6”- 4” tapered 20' Anchor Base Smooth 0.156 Wall Size Satin Finish |  | 2251 | 1648 | 1351 | 1243
6420 A 188 | 6”- 4” tapered 20' Anchor Base Smooth 0.188 Wall Size Satin Finish |  | 2436 | 1825 | 1526 | 1415
7420 A 156 | 7”- 4” tapered 20' Anchor Base Smooth 0.156 Wall Size Satin Finish |  | 2520 | 1909 | 1606 | 1492
Pole Model: | Description | Note: | 10% | 10% | 10% | 10%
5320 A 125 | 5”- 3” tapered 20' Anchor Base Smooth 0.125 Wall Size Satin Finish |  | 2010 | 1372 | 1067 | 957
5320 A 156 | 5”- 3” tapered 20' Anchor Base Smooth 0.156 Wall Size Satin Finish |  | 2174 | 1528 | 1222 | 1109
5320 A 188 | 5”- 3” tapered 20' Anchor Base Smooth 0.188 Wall Size Satin Finish |  | 2313 | 1675 | 1367 | 1247
6420 A 156 | 6”- 4” tapered 20' Anchor Base Smooth 0.156 Wall Size Satin Finish |  | 2392 | 1750 | 1435 | 1320
6420 A 188 | 6”- 4” tapered 20' Anchor Base Smooth 0.188 Wall Size Satin Finish |  | 2588 | 1939 | 1622 | 1503
7420 A 156 | 7”- 4” tapered 20' Anchor Base Smooth 0.156 Wall Size Satin Finish |  | 2678 | 2028 | 1707 | 1585
Pole Model: | Description | Note: | 5% | 5% | 5% | 5%
6423 A 156 | 6”- 4” tapered 23' Anchor Base Smooth 0.156 Wall Size Satin Finish |  | 2409 | 1800 | 1506 | 1388
6423 A 188 | 6”- 4” tapered 23' Anchor Base Smooth 0.188 Wall Size Satin Finish |  | 2582 | 1973 | 1671 | 1550
7423 A 156 | 7”- 4” tapered 23' Anchor Base Smooth 0.156 Wall Size Satin Finish |  | 2624 | 2006 | 1708 | 1585
84.523 A 156 | 8”- 4” tapered 23' Anchor Base Smooth 0.156 Wall Size Satin Finish |  | 2752 | 2146 | 1838 | 1718
84.523 A 188 | 8”- 4” tapered 23' Anchor Base Smooth 0.188 Wall Size Satin Finish |  | 3015 | 2396 | 2090 | 1965
Pole Model: | Description | Note: | 10% | 10% | 10% | 10%
6423 A 156 | 6”- 4” tapered 23' Anchor Base Smooth 0.156 Wall Size Satin Finish |  | 2559 | 1913 | 1600 | 1474
6423 A 188 | 6”- 4” tapered 23' Anchor Base Smooth 0.188 Wall Size Satin Finish |  | 2743 | 2097 | 1775 | 1647
7423 A 156 | 7”- 4” tapered 23' Anchor Base Smooth 0.156 Wall Size Satin Finish |  | 2788 | 2132 | 1814 | 1684
84.523 A 156 | 8”- 4” tapered 23' Anchor Base Smooth 0.156 Wall Size Satin Finish |  | 2924 | 2280 | 1953 | 1825
84.523 A 188 | 8”- 4” tapered 23' Anchor Base Smooth 0.188 Wall Size Satin Finish |  | 3203 | 2545 | 2220 | 2088
Pole Model: | Description | Note: | 5% | 5% | 5% | 5%
6425 A 156 | 6”- 4” tapered 25' Anchor Base Smooth 0.156 Wall Size Satin Finish | 77 | 2597 | 1986 | 1688 | 1570
6425 A 188 | 6”- 4” tapered 25' Anchor Base Smooth 0.188 Wall Size Satin Finish |  | 2763 | 2150 | 1845 | 1720
7425 A 156 | 7”- 4” tapered 25' Anchor Base Smooth 0.156 Wall Size Satin Finish |  | 2763 | 2150 | 1845 | 1720
84.525 A 156 | 8”- 4” tapered 25' Anchor Base Smooth 0.156 Wall Size Satin Finish |  | 2816 | 2205 | 1898 | 1773
84.525 A 188 | 8”- 4” tapered 25' Anchor Base Smooth 0.188 Wall Size Satin Finish |  | 3165 | 2550 | 2236 | 2106
Pole Model: | Description | Note: | 10% | 10% | 10% | 10%
6425 A 156 | 6”- 4” tapered 25' Anchor Base Smooth 0.156 Wall Size Satin Finish | 77 | 2759 | 2110 | 1793 | 1668
6425 A 188 | 6”- 4” tapered 25' Anchor Base Smooth 0.188 Wall Size Satin Finish |  | 2935 | 2284 | 1960 | 1828
7425 A 156 | 7”- 4” tapered 25' Anchor Base Smooth 0.156 Wall Size Satin Finish |  | 2935 | 2284 | 1960 | 1828
84.525 A 156 | 8”- 4” tapered 25' Anchor Base Smooth 0.156 Wall Size Satin Finish |  | 2992 | 2343 | 2017 | 1884
84.525 A 188 | 8”- 4” tapered 25' Anchor Base Smooth 0.188 Wall Size Satin Finish |  | 3363 | 2709 | 2375 | 2238
Pole Model: | Description | Note: | 5% | 5% | 5% | 5%
7428 A 156 | 7”- 4” tapered 28' Anchor Base Smooth 0.156 Wall Size Satin Finish | 77 | 2383 | 2023 | 1844 | 1778
84.528 A 156 | 8”- 4” tapered 28' Anchor Base Smooth 0.156 Wall Size Satin Finish |  | 2452 | 2090 | 1909 | 1840
84.528 A 188 | 8”- 4” tapered 28' Anchor Base Smooth 0.188 Wall Size Satin Finish |  | 2813 | 2452 | 2264 | 2188
84.528 A 250 | 8”- 4” tapered 28' Anchor Base Smooth 0.250 Wall Size Satin Finish |  | 3509 | 3125 | 2926 | 2836
94.528 A 188 | 9”- 4” tapered 28' Anchor Base Smooth 0.188 Wall Size Satin Finish |  | 3263 | 2884 | 2691 | 2605
10628 A 188 | 10”- 6” tapered 28' Anchor Base Smooth 0.188 Wall Size Satin Finish |  | 3755 | 3364 | 3166 | 3068
10628 A 250 | 10”- 6” tapered 28' Anchor Base Smooth 0.250 Wall Size Satin Finish |  | 4895 | 4484 | 4256 | 4140
Pole Model: | Description | Note: | 10% | 10% | 10% | 10%
7428 A 156 | 7”- 4” tapered 28' Anchor Base Smooth 0.156 Wall Size Satin Finish | 77 | 2532 | 2149 | 1959 | 1889
84.528 A 156 | 8”- 4” tapered 28' Anchor Base Smooth 0.156 Wall Size Satin Finish |  | 2605 | 2220 | 2028 | 1955
84.528 A 188 | 8”- 4” tapered 28' Anchor Base Smooth 0.188 Wall Size Satin Finish |  | 2989 | 2605 | 2405 | 2324
84.528 A 250 | 8”- 4” tapered 28' Anchor Base Smooth 0.250 Wall Size Satin Finish |  | 3728 | 3320 | 3109 | 3013
94.528 A 188 | 9”- 4” tapered 28' Anchor Base Smooth 0.188 Wall Size Satin Finish |  | 3467 | 3064 | 2859 | 2768
10628 A 188 | 10”- 6” tapered 28' Anchor Base Smooth 0.188 Wall Size Satin Finish |  | 3989 | 3574 | 3364 | 3259
10628 A 250 | 10”- 6” tapered 28' Anchor Base Smooth 0.250 Wall Size Satin Finish |  | 5200 | 4764 | 4522 | 4399
Pole Model: | Description | Note: | 5% | 5% | 5% | 5%
7430 A 156 | 7”- 4” tapered 30' Anchor Base Smooth 0.156 Wall Size Satin Finish | 77 | 2349 | 2017 | 1849 | 1785
84.530 A 156 | 8”- 4” tapered 30' Anchor Base Smooth 0.156 Wall Size Satin Finish | 77 | 2490 | 2151 | 1977 | 1909
84.530 A 188 | 8”- 4” tapered 30' Anchor Base Smooth 0.188 Wall Size Satin Finish |  | 2752 | 2410 | 2232 | 2158
84.530 A 250 | 8”- 4” tapered 30' Anchor Base Smooth 0.250 Wall Size Satin Finish |  | 3482 | 3126 | 2938 | 2848
94.530 A 188 | 9”- 4” tapered 30' Anchor Base Smooth 0.188 Wall Size Satin Finish |  | 3422 | 3065 | 2879 | 2789
10630 A 188 | 10”- 6” tapered 30' Anchor Base Smooth 0.188 Wall Size Satin Finish |  | 3751 | 3393 | 3193 | 3103
10630 A 250 | 10”- 6” tapered 30' Anchor Base Smooth 0.250 Wall Size Satin Finish |  | 4736 | 4353 | 4140 | 4029
Pole Model: | Description | Note: | 10% | 10% | 10% | 10%
7430 A 156 | 7”- 4” tapered 30' Anchor Base Smooth 0.156 Wall Size Satin Finish | 77 | 2495 | 2143 | 1964 | 1897
84.530 A 156 | 8”- 4” tapered 30' Anchor Base Smooth 0.156 Wall Size Satin Finish | 77 | 2645 | 2285 | 2100 | 2028
84.530 A 188 | 8”- 4” tapered 30' Anchor Base Smooth 0.188 Wall Size Satin Finish |  | 2924 | 2560 | 2372 | 2293
84.530 A 250 | 8”- 4” tapered 30' Anchor Base Smooth 0.250 Wall Size Satin Finish |  | 3699 | 3322 | 3122 | 3025
94.530 A 188 | 9”- 4” tapered 30' Anchor Base Smooth 0.188 Wall Size Satin Finish |  | 3635 | 3257 | 3059 | 2963
10630 A 188 | 10”- 6” tapered 30' Anchor Base Smooth 0.188 Wall Size Satin Finish |  | 3985 | 3605 | 3393 | 3297
10630 A 250 | 10”- 6” tapered 30' Anchor Base Smooth 0.250 Wall Size Satin Finish |  | 5032 | 4625 | 4399 | 4280
Pole Model: | Description | Note: | 5% | 5% | 5% | 5%
84.533 A 156 | 8”- 4” tapered 33' Anchor Base Smooth 0.156 Wall Size Satin Finish | 77 | 2560 | 2222 | 2046 | 1976
84.533 A 188 | 8”- 4” tapered 33' Anchor Base Smooth 0.188 Wall Size Satin Finish |  | 2920 | 2575 | 2397 | 2325
84.533 A 250 | 8”- 4” tapered 33' Anchor Base Smooth 0.250 Wall Size Satin Finish |  | 3546 | 3189 | 3000 | 2911
94.533 A 188 | 9”- 4” tapered 33' Anchor Base Smooth 0.188 Wall Size Satin Finish |  | 3770 | 3409 | 3213 | 3122
10633 A 188 | 10”- 6” tapered 33' Anchor Base Smooth 0.188 Wall Size Satin Finish |  | 3963 | 3597 | 3404 | 3304
10633 A 250 | 10”- 6” tapered 33' Anchor Base Smooth 0.250 Wall Size Satin Finish |  | 4953 | 4568 | 4352 | 4235
Pole Model: | Description | Note: | 10% | 10% | 10% | 10%
84.533 A 156 | 8”- 4” tapered 33' Anchor Base Smooth 0.156 Wall Size Satin Finish | 77 | 2720 | 2360 | 2174 | 2099
84.533 A 188 | 8”- 4” tapered 33' Anchor Base Smooth 0.188 Wall Size Satin Finish |  | 3103 | 2735 | 2547 | 2470
84.533 A 250 | 8”- 4” tapered 33' Anchor Base Smooth 0.250 Wall Size Satin Finish |  | 3768 | 3388 | 3188 | 3093
94.533 A 188 | 9”- 4” tapered 33' Anchor Base Smooth 0.188 Wall Size Satin Finish |  | 4005 | 3622 | 3414 | 3317
10633 A 188 | 10”- 6” tapered 33' Anchor Base Smooth 0.188 Wall Size Satin Finish |  | 4210 | 3822 | 3617 | 3510
10633 A 250 | 10”- 6” tapered 33' Anchor Base Smooth 0.250 Wall Size Satin Finish |  | 5263 | 4853 | 4624 | 4499
Pole Model: | Description | Note: | 5% | 5% | 5% | 5%
84.535 A 156 | 8”- 4” tapered 35' Anchor Base Smooth 0.156 Wall Size Satin Finish | 77 | 2753 | 2413 | 2235 | 2164
84.535 A 188 | 8”- 4” tapered 35' Anchor Base Smooth 0.188 Wall Size Satin Finish |  | 3049 | 2705 | 2520 | 2443
84.535 A 250 | 8”- 4” tapered 35' Anchor Base Smooth 0.250 Wall Size Satin Finish |  | 3844 | 3479 | 3284 | 3186
94.535 A 188 | 9”- 4” tapered 35' Anchor Base Smooth 0.188 Wall Size Satin Finish |  | 3768 | 3405 | 3212 | 3119
10635 A 188 | 10”- 6” tapered 35' Anchor Base Smooth 0.188 Wall Size Satin Finish |  | 4088 | 3718 | 3516 | 3418
10635 A 250 | 10”- 6” tapered 35' Anchor Base Smooth 0.250 Wall Size Satin Finish |  | 5324 | 4935 | 4711 | 4584
Pole Model: | Description | Note: | 10% | 10% | 10% | 10%
84.535 A 156 | 8”- 4” tapered 35' Anchor Base Smooth 0.156 Wall Size Satin Finish | 77 | 2925 | 2564 | 2374 | 2299
84.535 A 188 | 8”- 4” tapered 35' Anchor Base Smooth 0.188 Wall Size Satin Finish |  | 3239 | 2874 | 2678 | 2595
84.535 A 250 | 8”- 4” tapered 35' Anchor Base Smooth 0.250 Wall Size Satin Finish |  | 4084 | 3697 | 3489 | 3385
94.535 A 188 | 9”- 4” tapered 35' Anchor Base Smooth 0.188 Wall Size Satin Finish |  | 4003 | 3618 | 3413 | 3314
10635 A 188 | 10”- 6” tapered 35' Anchor Base Smooth 0.188 Wall Size Satin Finish |  | 4343 | 3950 | 3735 | 3632
10635 A 250 | 10”- 6” tapered 35' Anchor Base Smooth 0.250 Wall Size Satin Finish |  | 5657 | 5243 | 5005 | 4870
Pole Model: | Description | Note: | 5% | 5% | 5% | 5%
84.537 A 188 | 8”- 4” tapered 37' Anchor Base Smooth 0.188 Wall Size Satin Finish | 77 | 3173 | 2820 | 2640 | 2557
84.537 A 250 | 8”- 4” tapered 37' Anchor Base Smooth 0.250 Wall Size Satin Finish |  | 3963 | 3597 | 3404 | 3304
94.537 A 188 | 9”- 4” tapered 37' Anchor Base Smooth 0.188 Wall Size Satin Finish |  | 4090 | 3723 | 3519 | 3424
10637 A 188 | 10”- 6” tapered 37' Anchor Base Smooth 0.188 Wall Size Satin Finish |  | 4133 | 3765 | 3565 | 3465
10637 A 250 | 10”- 6” tapered 37' Anchor Base Smooth 0.250 Wall Size Satin Finish |  | 5351 | 4962 | 4736 | 4612
Pole Model: | Description | Note: | 10% | 10% | 10% | 10%
84.537 A 188 | 8”- 4” tapered 37' Anchor Base Smooth 0.188 Wall Size Satin Finish | 77 | 3372 | 2997 | 2805 | 2717
84.537 A 250 | 8”- 4” tapered 37' Anchor Base Smooth 0.250 Wall Size Satin Finish |  | 4210 | 3822 | 3617 | 3510
94.537 A 188 | 9”- 4” tapered 37' Anchor Base Smooth 0.188 Wall Size Satin Finish |  | 4345 | 3955 | 3739 | 3638
10637 A 188 | 10”- 6” tapered 37' Anchor Base Smooth 0.188 Wall Size Satin Finish |  | 4392 | 4000 | 3788 | 3682
10637 A 250 | 10”- 6” tapered 37' Anchor Base Smooth 0.250 Wall Size Satin Finish |  | 5685 | 5272 | 5032 | 4900
Pole Model: | Description | Note: | 5% | 5% | 5% | 5%
84.539 A 188 | 8”- 4” tapered 39' Anchor Base Smooth 0.188 Wall Size Satin Finish | 77 | 3422 | 3062 | 2876 | 2789
84.539 A 250 | 8”- 4” tapered 39' Anchor Base Smooth 0.250 Wall Size Satin Finish |  | 4258 | 3888 | 3683 | 3583
94.539 A 188 | 9”- 4” tapered 39' Anchor Base Smooth 0.188 Wall Size Satin Finish | 77 | 4356 | 3983 | 3778 | 3671
10639 A 188 | 10”- 6” tapered 39' Anchor Base Smooth 0.188 Wall Size Satin Finish |  | 4420 | 4046 | 3838 | 3730
10639 A 250 | 10”- 6” tapered 39' Anchor Base Smooth 0.250 Wall Size Satin Finish |  | 5728 | 5328 | 5092 | 4964
Pole Model: | Description | Note: | 10% | 10% | 10% | 10%
84.539 A 188 | 8”- 4” tapered 39' Anchor Base Smooth 0.188 Wall Size Satin Finish | 77 | 3635 | 3253 | 3055 | 2963
84.539 A 250 | 8”- 4” tapered 39' Anchor Base Smooth 0.250 Wall Size Satin Finish |  | 4524 | 4130 | 3913 | 3807
94.539 A 188 | 9”- 4” tapered 39' Anchor Base Smooth 0.188 Wall Size Satin Finish | 77 | 4628 | 4232 | 4014 | 3900
10639 A 188 | 10”- 6” tapered 39' Anchor Base Smooth 0.188 Wall Size Satin Finish |  | 4697 | 4299 | 4078 | 3963
10639 A 250 | 10”- 6” tapered 39' Anchor Base Smooth 0.250 Wall Size Satin Finish |  | 6085 | 5660 | 5410 | 5274
Pole Model: | Description | Note: | 5% | 5% | 5% | 5%
10648 A 250 | 10”- 6” tapered 48' Anchor Base Smooth 0.250 Wall Size Satin Finish | 73 | 6548 | 6133 | 5885 | 5738
10650 A 250 | 10”- 6” tapered 50' Anchor Base Smooth 0.250 Wall Size Satin Finish | 73 | 6770 | 6353 | 6099 | 5950
5320 A 125 | 5”- 3” tapered 20' Anchor Base Smooth 0.125 Wall Size Powder Coat Finish |  | 2113 | 1516 | 1223 | 1116
5320 A 156 | 5”- 3” tapered 20' Anchor Base Smooth 0.156 Wall Size Powder Coat Finish |  | 2298 | 1691 | 1397 | 1288
5320 A 188 | 5”- 3” tapered 20' Anchor Base Smooth 0.188 Wall Size Powder Coat Finish |  | 2436 | 1825 | 1526 | 1415
6420 A 156 | 6”- 4” tapered 20' Anchor Base Smooth 0.156 Wall Size Powder Coat Finish |  | 2524 | 1912 | 1616 | 1495
6420 A 188 | 6”- 4” tapered 20' Anchor Base Smooth 0.188 Wall Size Powder Coat Finish |  | 2705 | 2091 | 1788 | 1666
7420 A 156 | 7”- 4” tapered 20' Anchor Base Smooth 0.156 Wall Size Powder Coat Finish |  | 2799 | 2185 | 1876 | 1755
Pole Model: | Description | Note: | 10% | 10% | 10% | 10%
10648 A 250 | 10”- 6” tapered 48' Anchor Base Smooth 0.250 Wall Size Satin Finish | 73 | 6957 | 6517 | 6253 | 6097
10650 A 250 | 10”- 6” tapered 50' Anchor Base Smooth 0.250 Wall Size Satin Finish | 73 | 7193 | 6750 | 6480 | 6322
5320 A 125 | 5”- 3” tapered 20' Anchor Base Smooth 0.125 Wall Size Powder Coat Finish |  | 2245 | 1610 | 1299 | 1185
5320 A 156 | 5”- 3” tapered 20' Anchor Base Smooth 0.156 Wall Size Powder Coat Finish |  | 2442 | 1797 | 1484 | 1368
5320 A 188 | 5”- 3” tapered 20' Anchor Base Smooth 0.188 Wall Size Powder Coat Finish |  | 2588 | 1939 | 1622 | 1503
6420 A 156 | 6”- 4” tapered 20' Anchor Base Smooth 0.156 Wall Size Powder Coat Finish |  | 2682 | 2032 | 1717 | 1588
6420 A 188 | 6”- 4” tapered 20' Anchor Base Smooth 0.188 Wall Size Powder Coat Finish |  | 2874 | 2222 | 1899 | 1770
7420 A 156 | 7”- 4” tapered 20' Anchor Base Smooth 0.156 Wall Size Powder Coat Finish |  | 2974 | 2322 | 1993 | 1864
Pole Model: | Description | Note: | 5% | 5% | 5% | 5%
6423 A 156 | 6”- 4” tapered 23' Anchor Base Smooth 0.156 Wall Size Powder Coat Finish |  | 2726 | 2117 | 1811 | 1691
6423 A 188 | 6”- 4” tapered 23' Anchor Base Smooth 0.188 Wall Size Powder Coat Finish |  | 2900 | 2282 | 1972 | 1852
7423 A 156 | 7”- 4” tapered 23' Anchor Base Smooth 0.156 Wall Size Powder Coat Finish |  | 2948 | 2330 | 2023 | 1895
84.523 A 156 | 8”- 4” tapered 23' Anchor Base Smooth 0.156 Wall Size Powder Coat Finish |  | 3162 | 2540 | 2228 | 2095
84.523 A 188 | 8”- 4” tapered 23' Anchor Base Smooth 0.188 Wall Size Powder Coat Finish |  | 3418 | 2793 | 2480 | 2346
Pole Model: | Description | Note: | 10% | 10% | 10% | 10%
6423 A 156 | 6”- 4” tapered 23' Anchor Base Smooth 0.156 Wall Size Powder Coat Finish |  | 2897 | 2249 | 1924 | 1797
6423 A 188 | 6”- 4” tapered 23' Anchor Base Smooth 0.188 Wall Size Powder Coat Finish |  | 3082 | 2424 | 2095 | 1968
7423 A 156 | 7”- 4” tapered 23' Anchor Base Smooth 0.156 Wall Size Powder Coat Finish |  | 3132 | 2475 | 2149 | 2013
84.523 A 156 | 8”- 4” tapered 23' Anchor Base Smooth 0.156 Wall Size Powder Coat Finish |  | 3359 | 2699 | 2367 | 2225
84.523 A 188 | 8”- 4” tapered 23' Anchor Base Smooth 0.188 Wall Size Powder Coat Finish |  | 3632 | 2968 | 2635 | 2493
Pole Model: | Description | Note: | 5% | 5% | 5% | 5%
6425 A 156 | 6”- 4” tapered 25' Anchor Base Smooth 0.156 Wall Size Powder Coat Finish | 77 | 2951 | 2332 | 2023 | 1898
6425 A 188 | 6”- 4” tapered 25' Anchor Base Smooth 0.188 Wall Size Powder Coat Finish |  | 3109 | 2486 | 2177 | 2050
7425 A 156 | 7”- 4” tapered 25' Anchor Base Smooth 0.156 Wall Size Powder Coat Finish |  | 3118 | 2491 | 2182 | 2053
84.525 A 156 | 8”- 4” tapered 25' Anchor Base Smooth 0.156 Wall Size Powder Coat Finish |  | 3253 | 2632 | 2323 | 2191
84.525 A 188 | 8”- 4” tapered 25' Anchor Base Smooth 0.188 Wall Size Powder Coat Finish |  | 3605 | 2973 | 2655 | 2517
Pole Model: | Description | Note: | 10% | 10% | 10% | 10%
6425 A 156 | 6”- 4” tapered 25' Anchor Base Smooth 0.156 Wall Size Powder Coat Finish | 77 | 3135 | 2478 | 2149 | 2017
6425 A 188 | 6”- 4” tapered 25' Anchor Base Smooth 0.188 Wall Size Powder Coat Finish |  | 3303 | 2642 | 2313 | 2178
7425 A 156 | 7”- 4” tapered 25' Anchor Base Smooth 0.156 Wall Size Powder Coat Finish |  | 3313 | 2647 | 2318 | 2182
84.525 A 156 | 8”- 4” tapered 25' Anchor Base Smooth 0.156 Wall Size Powder Coat Finish |  | 3457 | 2797 | 2468 | 2328
84.525 A 188 | 8”- 4” tapered 25' Anchor Base Smooth 0.188 Wall Size Powder Coat Finish |  | 3830 | 3159 | 2820 | 2674
Pole Model: | Description | Note: | 5% | 5% | 5% | 5%
7428 A 156 | 7”- 4” tapered 28' Anchor Base Smooth 0.156 Wall Size Powder Coat Finish | 77 | 2783 | 2416 | 2232 | 2157
84.528 A 156 | 8”- 4” tapered 28' Anchor Base Smooth 0.156 Wall Size Powder Coat Finish |  | 2940 | 2568 | 2383 | 2303
84.528 A 188 | 8”- 4” tapered 28' Anchor Base Smooth 0.188 Wall Size Powder Coat Finish |  | 3313 | 2938 | 2742 | 2651
84.528 A 250 | 8”- 4” tapered 28' Anchor Base Smooth 0.250 Wall Size Powder Coat Finish |  | 3999 | 3606 | 3398 | 3299
94.528 A 188 | 9”- 4” tapered 28' Anchor Base Smooth 0.188 Wall Size Powder Coat Finish |  | 3835 | 3444 | 3243 | 3143
10628 A 188 | 10”- 6” tapered 28' Anchor Base Smooth 0.188 Wall Size Powder Coat Finish |  | 4315 | 3918 | 3703 | 3597
10628 A 250 | 10”- 6” tapered 28' Anchor Base Smooth 0.250 Wall Size Powder Coat Finish |  | 5442 | 5022 | 4785 | 4665
Pole Model: | Description | Note: | 10% | 10% | 10% | 10%
7428 A 156 | 7”- 4” tapered 28' Anchor Base Smooth 0.156 Wall Size Powder Coat Finish | 77 | 2957 | 2567 | 2372 | 2292
84.528 A 156 | 8”- 4” tapered 28' Anchor Base Smooth 0.156 Wall Size Powder Coat Finish |  | 3124 | 2728 | 2532 | 2447
84.528 A 188 | 8”- 4” tapered 28' Anchor Base Smooth 0.188 Wall Size Powder Coat Finish |  | 3520 | 3122 | 2913 | 2817
84.528 A 250 | 8”- 4” tapered 28' Anchor Base Smooth 0.250 Wall Size Powder Coat Finish |  | 4249 | 3832 | 3610 | 3505
94.528 A 188 | 9”- 4” tapered 28' Anchor Base Smooth 0.188 Wall Size Powder Coat Finish |  | 4074 | 3659 | 3445 | 3339
10628 A 188 | 10”- 6” tapered 28' Anchor Base Smooth 0.188 Wall Size Powder Coat Finish |  | 4584 | 4163 | 3934 | 3822
10628 A 250 | 10”- 6” tapered 28' Anchor Base Smooth 0.250 Wall Size Powder Coat Finish |  | 5782 | 5335 | 5084 | 4957
Pole Model: | Description | Note: | 5% | 5% | 5% | 5%
7430 A 156 | 7”- 4” tapered 30' Anchor Base Smooth 0.156 Wall Size Powder Coat Finish | 77 | 2753 | 2413 | 2235 | 2164
84.530 A 156 | 8”- 4” tapered 30' Anchor Base Smooth 0.156 Wall Size Powder Coat Finish | 77 | 2975 | 2635 | 2452 | 2372
84.530 A 188 | 8”- 4” tapered 30' Anchor Base Smooth 0.188 Wall Size Powder Coat Finish |  | 3244 | 2890 | 2709 | 2622
84.530 A 250 | 8”- 4” tapered 30' Anchor Base Smooth 0.250 Wall Size Powder Coat Finish |  | 3982 | 3619 | 3422 | 3318
94.530 A 188 | 9”- 4” tapered 30' Anchor Base Smooth 0.188 Wall Size Powder Coat Finish |  | 4030 | 3663 | 3468 | 3364
10630 A 188 | 10”- 6” tapered 30' Anchor Base Smooth 0.188 Wall Size Powder Coat Finish |  | 4315 | 3939 | 3731 | 3630
10630 A 250 | 10”- 6” tapered 30' Anchor Base Smooth 0.250 Wall Size Powder Coat Finish |  | 5303 | 4906 | 4685 | 4562
Pole Model: | Description | Note: | 10% | 10% | 10% | 10%
7430 A 156 | 7”- 4” tapered 30' Anchor Base Smooth 0.156 Wall Size Powder Coat Finish | 77 | 2925 | 2564 | 2374 | 2299
84.530 A 156 | 8”- 4” tapered 30' Anchor Base Smooth 0.156 Wall Size Powder Coat Finish | 77 | 3160 | 2799 | 2605 | 2520
84.530 A 188 | 8”- 4” tapered 30' Anchor Base Smooth 0.188 Wall Size Powder Coat Finish |  | 3447 | 3070 | 2878 | 2785
84.530 A 250 | 8”- 4” tapered 30' Anchor Base Smooth 0.250 Wall Size Powder Coat Finish |  | 4230 | 3845 | 3635 | 3525
94.530 A 188 | 9”- 4” tapered 30' Anchor Base Smooth 0.188 Wall Size Powder Coat Finish |  | 4282 | 3892 | 3684 | 3574
10630 A 188 | 10”- 6” tapered 30' Anchor Base Smooth 0.188 Wall Size Powder Coat Finish |  | 4584 | 4185 | 3964 | 3857
10630 A 250 | 10”- 6” tapered 30' Anchor Base Smooth 0.250 Wall Size Powder Coat Finish |  | 5634 | 5213 | 4978 | 4847
Pole Model: | Description | Note: | 5% | 5% | 5% | 5%
84.533 A 156 | 8”- 4” tapered 33' Anchor Base Smooth 0.156 Wall Size Powder Coat Finish | 77 | 3075 | 2729 | 2546 | 2463
84.533 A 188 | 8”- 4” tapered 33' Anchor Base Smooth 0.188 Wall Size Powder Coat Finish |  | 3451 | 3099 | 2908 | 2819
84.533 A 250 | 8”- 4” tapered 33' Anchor Base Smooth 0.250 Wall Size Powder Coat Finish |  | 4076 | 3708 | 3511 | 3409
94.533 A 188 | 9”- 4” tapered 33' Anchor Base Smooth 0.188 Wall Size Powder Coat Finish |  | 4459 | 4086 | 3875 | 3768
10633 A 188 | 10”- 6” tapered 33' Anchor Base Smooth 0.188 Wall Size Powder Coat Finish |  | 4562 | 4184 | 3976 | 3869
10633 A 250 | 10”- 6” tapered 33' Anchor Base Smooth 0.250 Wall Size Powder Coat Finish |  | 5556 | 5158 | 4935 | 4803
Pole Model: | Description | Note: | 10% | 10% | 10% | 10%
84.533 A 156 | 8”- 4” tapered 33' Anchor Base Smooth 0.156 Wall Size Powder Coat Finish | 77 | 3267 | 2899 | 2705 | 2617
84.533 A 188 | 8”- 4” tapered 33' Anchor Base Smooth 0.188 Wall Size Powder Coat Finish |  | 3667 | 3293 | 3089 | 2995
84.533 A 250 | 8”- 4” tapered 33' Anchor Base Smooth 0.250 Wall Size Powder Coat Finish |  | 4330 | 3939 | 3730 | 3622
94.533 A 188 | 9”- 4” tapered 33' Anchor Base Smooth 0.188 Wall Size Powder Coat Finish |  | 4738 | 4342 | 4117 | 4003
10633 A 188 | 10”- 6” tapered 33' Anchor Base Smooth 0.188 Wall Size Powder Coat Finish |  | 4847 | 4445 | 4224 | 4110
10633 A 250 | 10”- 6” tapered 33' Anchor Base Smooth 0.250 Wall Size Powder Coat Finish |  | 5903 | 5480 | 5243 | 5103
Pole Model: | Description | Note: | 5% | 5% | 5% | 5%
84.535 A 156 | 8”- 4” tapered 35' Anchor Base Smooth 0.156 Wall Size Powder Coat Finish | 77 | 3333 | 2982 | 2796 | 2711
84.535 A 188 | 8”- 4” tapered 35' Anchor Base Smooth 0.188 Wall Size Powder Coat Finish |  | 3626 | 3264 | 3075 | 2984
84.535 A 250 | 8”- 4” tapered 35' Anchor Base Smooth 0.250 Wall Size Powder Coat Finish |  | 4420 | 4046 | 3838 | 3730
94.535 A 188 | 9”- 4” tapered 35' Anchor Base Smooth 0.188 Wall Size Powder Coat Finish |  | 4457 | 4084 | 3869 | 3762
10635 A 188 | 10”- 6” tapered 35' Anchor Base Smooth 0.188 Wall Size Powder Coat Finish |  | 4739 | 4356 | 4144 | 4030
10635 A 250 | 10”- 6” tapered 35' Anchor Base Smooth 0.250 Wall Size Powder Coat Finish |  | 5986 | 5579 | 5342 | 5203
Pole Model: | Description | Note: | 10% | 10% | 10% | 10%
84.535 A 156 | 8”- 4” tapered 35' Anchor Base Smooth 0.156 Wall Size Powder Coat Finish | 77 | 3542 | 3168 | 2970 | 2880
84.535 A 188 | 8”- 4” tapered 35' Anchor Base Smooth 0.188 Wall Size Powder Coat Finish |  | 3853 | 3468 | 3267 | 3170
84.535 A 250 | 8”- 4” tapered 35' Anchor Base Smooth 0.250 Wall Size Powder Coat Finish |  | 4697 | 4299 | 4078 | 3963
94.535 A 188 | 9”- 4” tapered 35' Anchor Base Smooth 0.188 Wall Size Powder Coat Finish |  | 4735 | 4339 | 4110 | 3997
10635 A 188 | 10”- 6” tapered 35' Anchor Base Smooth 0.188 Wall Size Powder Coat Finish |  | 5035 | 4628 | 4403 | 4282
10635 A 250 | 10”- 6” tapered 35' Anchor Base Smooth 0.250 Wall Size Powder Coat Finish |  | 6360 | 5928 | 5675 | 5528
Pole Model: | Description | Note: | 5% | 5% | 5% | 5%
84.537 A 188 | 8”- 4” tapered 37' Anchor Base Smooth 0.188 Wall Size Powder Coat Finish | 77 | 3762 | 3400 | 3206 | 3111
84.537 A 250 | 8”- 4” tapered 37' Anchor Base Smooth 0.250 Wall Size Powder Coat Finish |  | 4558 | 4178 | 3969 | 3862
94.537 A 188 | 9”- 4” tapered 37' Anchor Base Smooth 0.188 Wall Size Powder Coat Finish |  | 4839 | 4459 | 4240 | 4126
10637 A 188 | 10”- 6” tapered 37' Anchor Base Smooth 0.188 Wall Size Powder Coat Finish |  | 4812 | 4429 | 4209 | 4099
10637 A 250 | 10”- 6” tapered 37' Anchor Base Smooth 0.250 Wall Size Powder Coat Finish |  | 6032 | 5629 | 5388 | 5253
Pole Model: | Description | Note: | 10% | 10% | 10% | 10%
84.537 A 188 | 8”- 4” tapered 37' Anchor Base Smooth 0.188 Wall Size Powder Coat Finish | 77 | 3997 | 3613 | 3407 | 3305
84.537 A 250 | 8”- 4” tapered 37' Anchor Base Smooth 0.250 Wall Size Powder Coat Finish |  | 4843 | 4439 | 4217 | 4103
94.537 A 188 | 9”- 4” tapered 37' Anchor Base Smooth 0.188 Wall Size Powder Coat Finish |  | 5142 | 4738 | 4505 | 4384
10637 A 188 | 10”- 6” tapered 37' Anchor Base Smooth 0.188 Wall Size Powder Coat Finish |  | 5113 | 4705 | 4472 | 4355
10637 A 250 | 10”- 6” tapered 37' Anchor Base Smooth 0.250 Wall Size Powder Coat Finish |  | 6409 | 5980 | 5724 | 5582
Pole Model: | Description | Note: | 5% | 5% | 5% | 5%
84.539 A 188 | 8”- 4” tapered 39' Anchor Base Smooth 0.188 Wall Size Powder Coat Finish | 77 | 4063 | 3697 | 3496 | 3397
84.539 A 250 | 8”- 4” tapered 39' Anchor Base Smooth 0.250 Wall Size Powder Coat Finish |  | 4895 | 4508 | 4295 | 4178
94.539 A 188 | 9”- 4” tapered 39' Anchor Base Smooth 0.188 Wall Size Powder Coat Finish | 77 | 5158 | 4776 | 4557 | 4432
10639 A 188 | 10”- 6” tapered 39' Anchor Base Smooth 0.188 Wall Size Powder Coat Finish |  | 5149 | 4759 | 4535 | 4416
10639 A 250 | 10”- 6” tapered 39' Anchor Base Smooth 0.250 Wall Size Powder Coat Finish |  | 6463 | 6048 | 5798 | 5653
Pole Model: | Description | Note: | 10% | 10% | 10% | 10%
84.539 A 188 | 8”- 4” tapered 39' Anchor Base Smooth 0.188 Wall Size Powder Coat Finish | 77 | 4317 | 3928 | 3714 | 3609
84.539 A 250 | 8”- 4” tapered 39' Anchor Base Smooth 0.250 Wall Size Powder Coat Finish |  | 5200 | 4789 | 4563 | 4439
94.539 A 188 | 9”- 4” tapered 39' Anchor Base Smooth 0.188 Wall Size Powder Coat Finish | 77 | 5480 | 5074 | 4842 | 4709
10639 A 188 | 10”- 6” tapered 39' Anchor Base Smooth 0.188 Wall Size Powder Coat Finish |  | 5470 | 5057 | 4818 | 4692
10639 A 250 | 10”- 6” tapered 39' Anchor Base Smooth 0.250 Wall Size Powder Coat Finish |  | 6867 | 6425 | 6160 | 6007
Pole Model: | Description | Note: | 5% | 5% | 5% | 5%
10648 A 250 | 10”- 6” tapered 48' Anchor Base Smooth 0.250 Wall Size Powder Coat Finish | 73 | 7449 | 7015 | 6753 | 6591
10650 A 250 | 10”- 6” tapered 50' Anchor Base Smooth 0.250 Wall Size Powder Coat Finish | 73 | 7711 | 7276 | 7009 | 6833
Pole Model: | Description | Note: | 10% | 10% | 10% | 10%
10648 A 250 | 10”- 6” tapered 48' Anchor Base Smooth 0.250 Wall Size Powder Coat Finish | 73 | 7914 | 7453 | 7175 | 7003
10650 A 250 | 10”- 6” tapered 50' Anchor Base Smooth 0.250 Wall Size Powder Coat Finish | 73 | 8193 | 7730 | 7447 | 7260
Tenon: | Factory Installed | Note: | 5% | 5% | 5% | 5%
N | None |  | NC | NC | NC | NC
T300 | 2-7/8” OD x 3” tall |  | NC | NC | NC | NC
T355 | 2-7/8” OD x 5.5” tall |  | NC | NC | NC | NC
CAP | Removable cap, no tenon |  | 28 | 28 | 28 | 28
Tenon: | Factory Installed | Note: | 10% | 10% | 10% | 10%
CAP | Removable cap, no tenon |  | 29 | 29 | 29 | 29
Accessories: | Factory Installed | Note: | 5% | 5% | 5% | 5%
N | None |  | NC | NC | NC | NC
GFIC | GFI in-use cover, cast aluminum | 96 | 198 | 198 | 198 | 198
GFIP | GFI in-use cover, plastic | 96 | 198 | 198 | 198 | 198
USB | Dual USB Port |  | 198 | 198 | 198 | 198
SPC | Spun Base Cover |  | 105 | 105 | 105 | 105
Accessories: | Factory Installed | Note: | 10% | 10% | 10% | 10%
GFIC | GFI in-use cover, cast aluminum | 96 | 208 | 209 | 209 | 209
GFIP | GFI in-use cover, plastic | 96 | 208 | 209 | 209 | 209
USB | Dual USB Port |  | 208 | 209 | 209 | 209
SPC | Spun Base Cover |  | 112 | 112 | 112 | 112
Standard Finish: | Description: | Note: | 1 Pole | 2-3 Poles | 4-6 Poles | +7 Poles
BK | Black |  | NC | NC | NC | NC
BZ | Bronze |  | NC | NC | NC | NC
DBZ | Dark Bronze |  | NC | NC | NC | NC
WH | White |  | NC | NC | NC | NC
GR | Green |  | NC | NC | NC | NC
SM | Silver Metallic |  | NC | NC | NC | NC
GY | Light Gray |  | NC | NC | NC | NC
TBK | Textured Black |  | NC | NC | NC | NC
Premium Finish: | Description: | Note: | 1 Pole | 2-3 Poles | 4-6 Poles | +7 Poles
CC | Custom Color (Consult Factory) |  | Factory | Factory | Factory | Factory
Anchor Bolts: | Description: | Note: | 5% | 5% | 5% | 5%
(Leave Blank) | Leave blank if you need anchor bolts |  | NC | NC | NC | NC
LAB | Less Anchor Bolts - Customer supplies own anchor bolts |  | -30 | -30 | -30 | -30
Anchor Bolts: | Description: | Note: | 10% | 10% | 10% | 10%
LAB | Less Anchor Bolts - Customer supplies own anchor bolts |  | -32 | -32 | -32 | -32
Notes:
(25) Customer is responsible for specifications of their own anchor bolts. Pemco does not assume any product warranty liability.
(73) Indicates 2-piece assembly
(77) Includes Factory Installed Vibration Damper
(96) Indicate Location
1882 Lighting
10’ to 30’ Round Straight Smooth Steel
Refer to Specification Pages for exact combinations of height, diameter and wall thickness
Model: | Description | Note: | 5% | 5% | 5% | 5%
310 RSS S 11 | 3" 10' Straight Round Steel Smooth 11ga |  | 1613 | 1075 | 809 | 466
312 RSS S 11 | 3" 12' Straight Round Steel Smooth 11ga |  | 1690 | 1149 | 886 | 790
314 RSS S 11 | 3" 14' Straight Round Steel Smooth 11ga |  | 1704 | 1159 | 904 | 806
316 RSS S 11 | 3" 16' Straight Round Steel Smooth 11ga |  | 1831 | 1284 | 1024 | 924
318 RSS S 11 | 3" 18' Straight Round Steel Smooth 11ga |  | 1911 | 1364 | 1102 | 1000
320 RSS S 11 | 3" 20' Straight Round Steel Smooth 11ga |  | 1950 | 1402 | 1138 | 1038
Model: | Description | Note: | 10% | 10% | 10% | 10%
310 RSS S 11 | 3" 10' Straight Round Steel Smooth 11ga |  | 1714 | 1142 | 859 | 763
312 RSS S 11 | 3" 12' Straight Round Steel Smooth 11ga |  | 1795 | 1220 | 942 | 839
314 RSS S 11 | 3" 14' Straight Round Steel Smooth 11ga |  | 1810 | 1232 | 960 | 857
316 RSS S 11 | 3" 16' Straight Round Steel Smooth 11ga |  | 1945 | 1364 | 1088 | 982
318 RSS S 11 | 3" 18' Straight Round Steel Smooth 11ga |  | 2030 | 1449 | 1170 | 1063
320 RSS S 11 | 3" 20' Straight Round Steel Smooth 11ga |  | 2072 | 1489 | 1209 | 1103
Model: | Description | Note: | 5% | 5% | 5% | 5%
410 RSS S 11 | 4" 10' Straight Round Steel Smooth 11ga |  | 1636 | 1092 | 833 | 742
412 RSS S 11 | 4" 12' Straight Round Steel Smooth 11ga |  | 1676 | 1136 | 873 | 779
414 RSS S 11 | 4" 14' Straight Round Steel Smooth 11ga |  | 1815 | 1271 | 1004 | 908
416 RSS S 11 | 4" 16' Straight Round Steel Smooth 11ga |  | 1879 | 1337 | 1072 | 973
418 RSS S 11 | 4" 18' Straight Round Steel Smooth 11ga |  | 1969 | 1422 | 1158 | 1055
420 RSS S 11 | 4" 20' Straight Round Steel Smooth 11ga |  | 1992 | 1444 | 1172 | 1076
425 RSS S 11 | 4" 25' Straight Round Steel Smooth 11ga |  | 2093 | 1545 | 1273 | 1173
Model: | Description | Note: | 10% | 10% | 10% | 10%
410 RSS S 11 | 4" 10' Straight Round Steel Smooth 11ga |  | 1738 | 1160 | 885 | 788
412 RSS S 11 | 4" 12' Straight Round Steel Smooth 11ga |  | 1780 | 1207 | 928 | 828
414 RSS S 11 | 4" 14' Straight Round Steel Smooth 11ga |  | 1928 | 1350 | 1067 | 964
416 RSS S 11 | 4" 16' Straight Round Steel Smooth 11ga |  | 1997 | 1420 | 1139 | 1034
418 RSS S 11 | 4" 18' Straight Round Steel Smooth 11ga |  | 2092 | 1510 | 1230 | 1120
420 RSS S 11 | 4" 20' Straight Round Steel Smooth 11ga |  | 2117 | 1534 | 1245 | 1143
425 RSS S 11 | 4" 25' Straight Round Steel Smooth 11ga |  | 2224 | 1642 | 1353 | 1247
Model: | Description | Note: | 5% | 5% | 5% | 5%
4.510 RSS S 11 | 4.5" 10' Straight Round Steel Smooth 11ga |  | 1676 | 1136 | 873 | 779
4.512 RSS S 11 | 4.5" 12' Straight Round Steel Smooth 11ga |  | 1704 | 1159 | 904 | 806
4.514 RSS S 11 | 4.5" 14' Straight Round Steel Smooth 11ga |  | 1838 | 1299 | 1032 | 937
4.516 RSS S 11 | 4.5" 16' Straight Round Steel Smooth 11ga |  | 1930 | 1382 | 1115 | 1017
4.518 RSS S 11 | 4.5" 18' Straight Round Steel Smooth 11ga |  | 2020 | 1469 | 1203 | 1103
4.520 RSS S 11 | 4.5" 20' Straight Round Steel Smooth 11ga |  | 2118 | 1569 | 1303 | 1196
4.525 RSS S 11 | 4.5" 25' Straight Round Steel Smooth 11ga |  | 2232 | 1684 | 1411 | 1310
4.530 RSS S 11 | 4.5" 30' Straight Round Steel Smooth 11ga |  | 1889 | 1569 | 1412 | 1355
Model: | Description | Note: | 10% | 10% | 10% | 10%
4.510 RSS S 11 | 4.5" 10' Straight Round Steel Smooth 11ga |  | 1780 | 1207 | 928 | 828
4.512 RSS S 11 | 4.5" 12' Straight Round Steel Smooth 11ga |  | 1810 | 1232 | 960 | 857
4.514 RSS S 11 | 4.5" 14' Straight Round Steel Smooth 11ga |  | 1953 | 1380 | 1097 | 995
4.516 RSS S 11 | 4.5" 16' Straight Round Steel Smooth 11ga |  | 2050 | 1468 | 1184 | 1080
4.518 RSS S 11 | 4.5" 18' Straight Round Steel Smooth 11ga |  | 2147 | 1560 | 1278 | 1172
4.520 RSS S 11 | 4.5" 20' Straight Round Steel Smooth 11ga |  | 2250 | 1667 | 1384 | 1270
4.525 RSS S 11 | 4.5" 25' Straight Round Steel Smooth 11ga |  | 2372 | 1789 | 1499 | 1392
4.530 RSS S 11 | 4.5" 30' Straight Round Steel Smooth 11ga |  | 2007 | 1667 | 1500 | 1439
Model: | Description | Note: | 5% | 5% | 5% | 5%
520 RSS S 11 | 5" 20' Straight Round Steel Smooth 11ga |  | 2160 | 1603 | 1337 | 1232
525 RSS S 11 | 5" 25' Straight Round Steel Smooth 11ga |  | 2268 | 1708 | 1440 | 1333
525 RSS S 7 | 5" 25' Straight Round Steel Smooth 7ga |  | 2848 | 2278 | 1993 | 1879
530 RSS S 11 | 5" 30' Straight Round Steel Smooth 11ga |  | 1942 | 1619 | 1462 | 1404
530 RSS S 7 | 5" 30' Straight Round Steel Smooth 7ga |  | 2450 | 2118 | 1952 | 1889
Model: | Description | Note: | 10% | 10% | 10% | 10%
520 RSS S 11 | 5" 20' Straight Round Steel Smooth 11ga |  | 2295 | 1703 | 1420 | 1309
525 RSS S 11 | 5" 25' Straight Round Steel Smooth 11ga |  | 2409 | 1814 | 1530 | 1417
525 RSS S 7 | 5" 25' Straight Round Steel Smooth 7ga |  | 3025 | 2420 | 2118 | 1997
530 RSS S 11 | 5" 30' Straight Round Steel Smooth 11ga |  | 2063 | 1720 | 1553 | 1492
530 RSS S 7 | 5" 30' Straight Round Steel Smooth 7ga |  | 2603 | 2250 | 2074 | 2007
Fixture Mounting: | Factory Installed | Note: | 5% | 5% | 5% | 5%
D1 | (1) Drilling @ 270° |  | NC | NC | NC | NC
D2 | (2) Drillings @ 90°& 270° |  | NC | NC | NC | NC
D3 | (3) Drillings @ 60°, 180° & 270° |  | NC | NC | NC | NC
D4 | (1) Drillings @ 0°, 90°, 180° & 270° |  | NC | NC | NC | NC
D5 | (2) Drillings @ 180°& 270° |  | NC | NC | NC | NC
D6 | (3) Drillings @ 90°, 180° & 270° |  | NC | NC | NC | NC
P2 | 2.38” OD x 4” tenon |  | NC | NC | NC | NC
P4 | 4.00” OD x 6” tenon |  | NC | NC | NC | NC
P5 | 2.88” OD x 4” tenon |  | NC | NC | NC | NC
P6 | 2.88” OD x 5” tenon |  | NC | NC | NC | NC
P7 | 2.38” OD x 5” tenon |  | NC | NC | NC | NC
P9 | Special Size |  | 37 | 37 | 37 | 37
Fixture Mounting: | Factory Installed | Note: | 10% | 10% | 10% | 10%
P9 | Special Size |  | 39 | 39 | 39 | 39
PC | Pole Cap |  | NC | NC | NC | NC
PL | Plain Top (no cap) |  | NC | NC | NC | NC
Base Cover: | Factory Installed | Note: | 5% | 5% | 5% | 5%
FBC | 3” Full Base Cover |  | NC | NC | NC | NC
NC | Nut Covers (Optional) |  | 52 | 52 | 52 | 52
Base Cover: | Factory Installed | Note: | 10% | 10% | 10% | 10%
NC | Nut Covers (Optional) |  | 55 | 55 | 55 | 55
DT | Round Dart Cover (Optional) |  | Factory | Factory | Factory | Factory
Anchor Bolts: | Description: | Note: | 5% | 5% | 5% | 5%
AB | With Anchor Bolts |  | NC | NC | NC | NC
LAB | Less Anchor Bolts - Customer supplies own anchor bolts |  | -30 | -30 | -30 | -30
Anchor Bolts: | Description: | Note: | 10% | 10% | 10% | 10%
LAB | Less Anchor Bolts - Customer supplies own anchor bolts |  | -32 | -32 | -32 | -32
Accessories: | Factory Installed | Note: | 5% | 5% | 5% | 5%
N | With Anchor Bolts |  | NC | NC | NC | NC
GFIC | GFI in-use cover, cast aluminum | 96 | 198 | 198 | 198 | 198
GFIP | GFI in-use cover, plastic | 96 | 198 | 198 | 198 | 198
USB | Dual USB Port | 96 | 198 | 198 | 198 | 198
Accessories: | Factory Installed | Note: | 10% | 10% | 10% | 10%
GFIC | GFI in-use cover, cast aluminum | 96 | 209 | 209 | 209 | 209
GFIP | GFI in-use cover, plastic | 96 | 209 | 209 | 209 | 209
USB | Dual USB Port | 96 | 209 | 209 | 209 | 209
Standard Finish: | Description: | Note: | 1 Pole | 2-3 Poles | 4-6 Poles | +7 Poles
BK | Black |  | NC | NC | NC | NC
BZ | Bronze |  | NC | NC | NC | NC
DBZ | Dark Bronze |  | NC | NC | NC | NC
SS | Silver Sparkle |  | NC | NC | NC | NC
WH | White |  | NC | NC | NC | NC
Premium Finish: | Description: | Note: | 1 Pole | 2-3 Poles | 4-6 Poles | +7 Poles
GV | Galvanized (Consult Factory) |  | Factory | Factory | Factory | Factory
CC | Custom Color (Consult Factory) |  | Factory | Factory | Factory | Factory
Notes:
(96) Indicate Location
1882 Lighting
10’ to 40’ Square Straight Smooth Steel
Refer to Specification Pages for exact combinations of height, diameter and wall thickness
Model: | Description | Note: | 5% | 5% | 5% | 5%
410 SSS S 11 | 4" 10' Fatigue Restsant Soft Square Steel Smooth 11ga |  | 1623 | 1078 | 824 | 469
412 SSS S 11 | 4" 12' Fatigue Restsant Soft Square Steel Smooth 11ga |  | 1657 | 1111 | 853 | 756
414 SSS S 11 | 4" 14' Fatigue Restsant Soft Square Steel Smooth 11ga |  | 1690 | 1149 | 886 | 790
415 SSS S 11 | 4" 15' Fatigue Restsant Soft Square Steel Smooth 11ga |  | 1746 | 1197 | 933 | 839
416 SSS S 11 | 4" 16' Fatigue Restsant Soft Square Steel Smooth 11ga |  | 1788 | 1240 | 978 | 879
418 SSS S 11 | 4" 18' Fatigue Restsant Soft Square Steel Smooth 11ga |  | 1822 | 1276 | 1012 | 911
420 SSS S 11 | 4" 20' Fatigue Restsant Soft Square Steel Smooth 11ga |  | 1849 | 1303 | 1038 | 942
420 SSS S 7 | 4" 20' Fatigue Restsant Soft Square Steel Smooth 7ga |  | 1926 | 1378 | 1112 | 1015
425 SSS S 11 | 4" 25' Fatigue Restsant Soft Square Steel Smooth 11ga |  | 1956 | 1402 | 1138 | 1038
425 SSS S 7 | 4" 25' Fatigue Restsant Soft Square Steel Smooth 7ga |  | 2113 | 1559 | 1291 | 1192
430 SSS S 7 | 4" 30' Fatigue Restsant Soft Square Steel Smooth 7ga |  | 1915 | 1593 | 1438 | 1380
Model: | Description | Note: | 10% | 10% | 10% | 10%
410 SSS S 11 | 4" 10' Fatigue Restsant Soft Square Steel Smooth 11ga |  | 1724 | 1145 | 875 | 767
412 SSS S 11 | 4" 12' Fatigue Restsant Soft Square Steel Smooth 11ga |  | 1760 | 1180 | 907 | 803
414 SSS S 11 | 4" 14' Fatigue Restsant Soft Square Steel Smooth 11ga |  | 1795 | 1220 | 942 | 839
415 SSS S 11 | 4" 15' Fatigue Restsant Soft Square Steel Smooth 11ga |  | 1855 | 1272 | 992 | 892
416 SSS S 11 | 4" 16' Fatigue Restsant Soft Square Steel Smooth 11ga |  | 1899 | 1318 | 1039 | 934
418 SSS S 11 | 4" 18' Fatigue Restsant Soft Square Steel Smooth 11ga |  | 1935 | 1355 | 1075 | 968
420 SSS S 11 | 4" 20' Fatigue Restsant Soft Square Steel Smooth 11ga |  | 1964 | 1384 | 1103 | 1000
420 SSS S 7 | 4" 20' Fatigue Restsant Soft Square Steel Smooth 7ga |  | 2047 | 1464 | 1182 | 1078
425 SSS S 11 | 4" 25' Fatigue Restsant Soft Square Steel Smooth 11ga |  | 2078 | 1489 | 1209 | 1103
425 SSS S 7 | 4" 25' Fatigue Restsant Soft Square Steel Smooth 7ga |  | 2245 | 1657 | 1372 | 1267
430 SSS S 7 | 4" 30' Fatigue Restsant Soft Square Steel Smooth 7ga |  | 2034 | 1693 | 1528 | 1467
Model: | Description | Note: | 5% | 5% | 5% | 5%
520 SSS S 11 | 5" 20' Fatigue Restsant Soft Square Steel Smooth 11ga |  | 2053 | 1502 | 1230 | 1132
520 SSS S 7 | 5" 20' Fatigue Restsant Soft Square Steel Smooth 7ga |  | 2225 | 1673 | 1405 | 1293
525 SSS S 11 | 5" 25' Fatigue Restsant Soft Square Steel Smooth 7ga |  | 2365 | 1808 | 1538 | 1429
525 SSS S 7 | 5" 25' Fatigue Restsant Soft Square Steel Smooth 11ga |  | 2423 | 1868 | 1590 | 1482
530 SSS S 11 | 5" 30' Fatigue Restsant Soft Square Steel Smooth 7ga |  | 2006 | 1686 | 1525 | 1468
530 SSS S 7 | 5" 30' Fatigue Restsant Soft Square Steel Smooth 7ga |  | 2240 | 1915 | 1753 | 1690
535 SSS S 7 | 5" 35' Fatigue Restsant Soft Square Steel Smooth 7ga |  | 2424 | 2095 | 1929 | 1862
Model: | Description | Note: | 10% | 10% | 10% | 10%
520 SSS S 11 | 5" 20' Fatigue Restsant Soft Square Steel Smooth 11ga |  | 2182 | 1595 | 1307 | 1203
520 SSS S 7 | 5" 20' Fatigue Restsant Soft Square Steel Smooth 7ga |  | 2364 | 1778 | 1493 | 1374
525 SSS S 11 | 5" 25' Fatigue Restsant Soft Square Steel Smooth 7ga |  | 2513 | 1920 | 1634 | 1518
525 SSS S 7 | 5" 25' Fatigue Restsant Soft Square Steel Smooth 11ga |  | 2574 | 1984 | 1689 | 1574
530 SSS S 11 | 5" 30' Fatigue Restsant Soft Square Steel Smooth 7ga |  | 2132 | 1792 | 1620 | 1559
530 SSS S 7 | 5" 30' Fatigue Restsant Soft Square Steel Smooth 7ga |  | 2380 | 2034 | 1863 | 1795
535 SSS S 7 | 5" 35' Fatigue Restsant Soft Square Steel Smooth 7ga |  | 2575 | 2225 | 2049 | 1978
Model: | Description | Note: | 5% | 5% | 5% | 5%
630 SSS S 7 | 6" 30' Fatigue Restsant Soft Square Steel Smooth 7ga |  | 2511 | 2177 | 2009 | 1943
635 SSS S 7 | 6" 35' Fatigue Restsant Soft Square Steel Smooth 7ga |  | 2829 | 2497 | 2319 | 2242
Model: | Description | Note: | 10% | 10% | 10% | 10%
630 SSS S 7 | 6" 30' Fatigue Restsant Soft Square Steel Smooth 7ga |  | 2668 | 2313 | 2134 | 2064
635 SSS S 7 | 6" 35' Fatigue Restsant Soft Square Steel Smooth 7ga |  | 3005 | 2653 | 2464 | 2382
Fixture Mounting: | Factory Installed | Note: | 5% | 5% | 5% | 5%
D1 | (1) Drilling @ 270° |  | NC | NC | NC | NC
D2 | (2) Drillings @ 90°& 270° |  | NC | NC | NC | NC
D3 | (3) Drillings @ 60°, 180° & 270° |  | NC | NC | NC | NC
D4 | (1) Drillings @ 0°, 90°, 180° & 270° |  | NC | NC | NC | NC
D5 | (2) Drillings @ 180°& 270° |  | NC | NC | NC | NC
D6 | (3) Drillings @ 90°, 180° & 270° |  | NC | NC | NC | NC
P2 | 2.38” OD x 4” tenon |  | NC | NC | NC | NC
P4 | 4.00” OD x 6” tenon |  | NC | NC | NC | NC
P5 | 2.88” OD x 4” tenon |  | NC | NC | NC | NC
P6 | 2.88” OD x 5” tenon |  | NC | NC | NC | NC
P7 | 2.38” OD x 5” tenon |  | NC | NC | NC | NC
P9 | Special Size |  | 37 | 37 | 37 | 37
Fixture Mounting: | Factory Installed | Note: | 10% | 10% | 10% | 10%
P9 | Special Size |  | 39 | 39 | 39 | 39
PC | Pole Cap |  | NC | NC | NC | NC
PL | Plain Top (no cap) |  | NC | NC | NC | NC
Base Cover: | Factory Installed | Note: | 5% | 5% | 5% | 5%
FBC | 3” Full Base Cover |  | NC | NC | NC | NC
NC | Nut Covers (Optional) |  | 52 | 52 | 52 | 52
Base Cover: | Factory Installed | Note: | 10% | 10% | 10% | 10%
NC | Nut Covers (Optional) |  | 55 | 55 | 55 | 55
DT | Round Dart Cover (Optional) |  | Factory | Factory | Factory | Factory
Anchor Bolts: | Description: | Note: | 5% | 5% | 5% | 5%
AB | With Anchor Bolts |  | NC | NC | NC | NC
LAB | Less Anchor Bolts - Customer supplies own anchor bolts |  | -30 | -30 | -30 | -30
Anchor Bolts: | Description: | Note: | 10% | 10% | 10% | 10%
LAB | Less Anchor Bolts - Customer supplies own anchor bolts |  | -32 | -32 | -32 | -32
Accessories: | Factory Installed | Note: | 5% | 5% | 5% | 5%
N | With Anchor Bolts |  | NC | NC | NC | NC
GFIC | GFI in-use cover, cast aluminum | 96 | 198 | 198 | 198 | 198
GFIP | GFI in-use cover, plastic | 96 | 198 | 198 | 198 | 198
USB | Dual USB Port | 96 | 198 | 198 | 198 | 198
Accessories: | Factory Installed | Note: | 10% | 10% | 10% | 10%
GFIC | GFI in-use cover, cast aluminum | 96 | 209 | 209 | 209 | 209
GFIP | GFI in-use cover, plastic | 96 | 209 | 209 | 209 | 209
USB | Dual USB Port | 96 | 209 | 209 | 209 | 209
Standard Finish: | Description: | Note: | 1 Pole | 2-3 Poles | 4-6 Poles | +7 Poles
BK | Black |  | NC | NC | NC | NC
BZ | Bronze |  | NC | NC | NC | NC
DBZ | Dark Bronze |  | NC | NC | NC | NC
SS | Silver Sparkle |  | NC | NC | NC | NC
WH | White |  | NC | NC | NC | NC
Premium Finish: | Description: | Note: | 1 Pole | 2-3 Poles | 4-6 Poles | +7 Poles
GV | Galvanized (Consult Factory) |  | Factory | Factory | Factory | Factory
CC | Custom Color (Consult Factory) |  | Factory | Factory | Factory | Factory
Notes:
(96) Indicate Location
1882 Lighting
20’ to 60’ Round Tapered Smooth Steel
Refer to Specification Pages for exact combinations of height, diameter and wall thickness
Model: | Description | Note: | 5% | 5% | 5% | 5%
5225 RTS S 11 | 5" - 2" 25' Round Tapered Steel Smooth 11 gauge Powder Coat Finish |  | 2779 | 2218 | 1938 | 1818
5320 RTS S 11 | 5" - 3" 20' Round Tapered Steel Smooth 11 gauge Powder Coat Finish |  | 2664 | 2097 | 1824 | 1711
Model: | Description | Note: | 10% | 10% | 10% | 10%
5225 RTS S 11 | 5" - 2" 25' Round Tapered Steel Smooth 11 gauge Powder Coat Finish |  | 2953 | 2357 | 2059 | 1932
5320 RTS S 11 | 5" - 3" 20' Round Tapered Steel Smooth 11 gauge Powder Coat Finish |  | 2830 | 2228 | 1938 | 1818
Model: | Description | Note: | 5% | 5% | 5% | 5%
6230 RTS S 11 | 6" - 2" 30' Round Tapered Steel Smooth 11 gauge Powder Coat Finish |  | 2440 | 2111 | 1943 | 1876
6320 RTS S 11 | 6" - 3" 20' Round Tapered Steel Smooth 11 gauge Powder Coat Finish |  | 2785 | 2222 | 1943 | 1824
Model: | Description | Note: | 10% | 10% | 10% | 10%
6230 RTS S 11 | 6" - 2" 30' Round Tapered Steel Smooth 11 gauge Powder Coat Finish |  | 2593 | 2243 | 2064 | 1993
6320 RTS S 11 | 6" - 3" 20' Round Tapered Steel Smooth 11 gauge Powder Coat Finish |  | 2959 | 2360 | 2064 | 1938
Model: | Description | Note: | 5% | 5% | 5% | 5%
7235 RTS S 11 | 7" - 3" 35' Round Tapered Steel Smooth 11 gauge Powder Coat Finish |  | 2813 | 2479 | 2305 | 2231
7239 RTS S 11 | 7" - 2" 39' Round Tapered Steel Smooth 11 gauge Powder Coat Finish |  | 3111 | 2769 | 2589 | 2506
7325 RTS S 11 | 7" - 3" 25' Round Tapered Steel Smooth 11 gauge Powder Coat Finish |  | 2911 | 2346 | 2060 | 1943
7325 RTS S 7 | 7" - 3" 25' Round Tapered Steel Smooth 7 gauge Powder Coat Finish |  | 3728 | 3142 | 2848 | 2712
Model: | Description | Note: | 10% | 10% | 10% | 10%
7235 RTS S 11 | 7" - 3" 35' Round Tapered Steel Smooth 11 gauge Powder Coat Finish |  | 2989 | 2634 | 2449 | 2370
7239 RTS S 11 | 7" - 2" 39' Round Tapered Steel Smooth 11 gauge Powder Coat Finish |  | 3305 | 2942 | 2750 | 2663
7325 RTS S 11 | 7" - 3" 25' Round Tapered Steel Smooth 11 gauge Powder Coat Finish |  | 3093 | 2493 | 2189 | 2064
7325 RTS S 7 | 7" - 3" 25' Round Tapered Steel Smooth 7 gauge Powder Coat Finish |  | 3960 | 3338 | 3025 | 2882
Model: | Description | Note: | 5% | 5% | 5% | 5%
8330 RTS S 11 | 8" - 3" 30' Round Tapered Steel Smooth 11 gauge Powder Coat Finish |  | 2765 | 2426 | 2252 | 2184
8330 RTS S 7 | 8" - 3" 30' Round Tapered Steel Smooth 7 gauge Powder Coat Finish |  | 4551 | 4185 | 3979 | 3864
8335 RTS S 11 | 8" - 3" 35' Round Tapered Steel Smooth 11 gauge Powder Coat Finish |  | 2931 | 2589 | 2412 | 2336
Model: | Description | Note: | 10% | 10% | 10% | 10%
8330 RTS S 11 | 8" - 3" 30' Round Tapered Steel Smooth 11 gauge Powder Coat Finish |  | 2938 | 2578 | 2393 | 2320
8330 RTS S 7 | 8" - 3" 30' Round Tapered Steel Smooth 7 gauge Powder Coat Finish |  | 4835 | 4447 | 4228 | 4105
8335 RTS S 11 | 8" - 3" 35' Round Tapered Steel Smooth 11 gauge Powder Coat Finish |  | 3114 | 2750 | 2563 | 2482
Model: | Description | Note: | 5% | 5% | 5% | 5%
9339 RTS S 11 | 9" - 3" 39' Round Tapered Steel Smooth 11 gauge Powder Coat Finish |  | 3158 | 2813 | 2632 | 2551
9339 RTS S 7 | 9" - 3" 39' Round Tapered Steel Smooth 7 gauge Powder Coat Finish |  | 4890 | 4508 | 4298 | 4182
9435 RTS S 11 | 9" - 4" 35' Round Tapered Steel Smooth 11 gauge Powder Coat Finish |  | 3166 | 2817 | 2640 | 2560
Model: | Description | Note: | 10% | 10% | 10% | 10%
9339 RTS S 11 | 9" - 3" 39' Round Tapered Steel Smooth 11 gauge Powder Coat Finish |  | 3355 | 2989 | 2797 | 2710
9339 RTS S 7 | 9" - 3" 39' Round Tapered Steel Smooth 7 gauge Powder Coat Finish |  | 5195 | 4789 | 4567 | 4443
9435 RTS S 11 | 9" - 4" 35' Round Tapered Steel Smooth 11 gauge Powder Coat Finish |  | 3364 | 2993 | 2805 | 2720
Model: | Description | Note: | 5% | 5% | 5% | 5%
10345 RTS S 11 | 10" - 3" 45' Round Tapered Steel Smooth 11 gauge Powder Coat Finish |  | 4515 | 4148 | 3942 | 3832
10345 RTS S 7 | 10" - 3" 45' Round Tapered Steel Smooth 7 gauge Powder Coat Finish |  | 6305 | 5896 | 5659 | 5518
10350 RTS S 11 | 10" - 3" 50' Round Tapered Steel Smooth 11 gauge Powder Coat Finish |  | 4396 | 4024 | 3818 | 3713
10350 RTS S 7 | 10" - 3" 50' Round Tapered Steel Smooth 7 gauge Powder Coat Finish |  | 6142 | 5742 | 5499 | 5364
Model: | Description | Note: | 10% | 10% | 10% | 10%
10345 RTS S 11 | 10" - 3" 45' Round Tapered Steel Smooth 11 gauge Powder Coat Finish |  | 4797 | 4407 | 4188 | 4072
10345 RTS S 7 | 10" - 3" 45' Round Tapered Steel Smooth 7 gauge Powder Coat Finish |  | 6699 | 6264 | 6013 | 5863
10350 RTS S 11 | 10" - 3" 50' Round Tapered Steel Smooth 11 gauge Powder Coat Finish |  | 4670 | 4275 | 4057 | 3945
10350 RTS S 7 | 10" - 3" 50' Round Tapered Steel Smooth 7 gauge Powder Coat Finish |  | 6525 | 6100 | 5843 | 5699
Model: | Description | Note: | 5% | 5% | 5% | 5%
11355 RTS S 11 | 11" - 3.5" 55' Round Tapered Steel Smooth 11 gauge Powder Coat Finish |  | 8675 | 8225 | 7938 | 7751
11355 RTS S 7 | 11" - 3.5" 55' Round Tapered Steel Smooth 7 gauge Powder Coat Finish |  | 8675 | 8225 | 7938 | 7751
11450 RTS S 7 | 11" - 4" 50' Round Tapered Steel Smooth 7 gauge Powder Coat Finish |  | 7125 | 6703 | 6450 | 6292
11545 RTS S 7 | 11" - 4" 45' Round Tapered Steel Smooth 7 gauge Powder Coat Finish |  | 6377 | 5972 | 5730 | 5590
Model: | Description | Note: | 10% | 10% | 10% | 10%
11355 RTS S 11 | 11" - 3.5" 55' Round Tapered Steel Smooth 11 gauge Powder Coat Finish |  | 9217 | 8739 | 8434 | 8235
11355 RTS S 7 | 11" - 3.5" 55' Round Tapered Steel Smooth 7 gauge Powder Coat Finish |  | 9217 | 8739 | 8434 | 8235
11450 RTS S 7 | 11" - 4" 50' Round Tapered Steel Smooth 7 gauge Powder Coat Finish |  | 7570 | 7122 | 6853 | 6685
11545 RTS S 7 | 11" - 4" 45' Round Tapered Steel Smooth 7 gauge Powder Coat Finish |  | 6775 | 6345 | 6088 | 5939
Model: | Description | Note: | 5% | 5% | 5% | 5%
12455 RTS S 11 | 12" - 4.5" 55' Round Tapered Steel Smooth 11 gauge Powder Coat Finish |  | 10000 | 9526 | 9212 | 9000
12455 RTS S 7 | 12" - 4.5" 55' Round Tapered Steel Smooth 7 gauge Powder Coat Finish |  | 10000 | 9526 | 9212 | 9000
12460 RTS S 5 | 12.5" - 4.5" 60' Round Tapered Steel Smooth 5 gauge Powder Coat Finish |  | 11380 | 10877 | 10537 | 10298
12460 RTS S 7 | 12" - 4" 60' Round Tapered Steel Smooth 7 gauge Powder Coat Finish |  | 11162 | 10668 | 10329 | 10093
12460 RTS S 7 | 12.5" - 4.5" 60' Round Tapered Steel Smooth 7 gauge Powder Coat Finish |  | 11162 | 10668 | 10329 | 10093
12555 RTS S 5 | 12.2" - 5.2" 55' Round Tapered Steel Smooth 5 gauge Powder Coat Finish |  | 11324 | 10823 | 10484 | 10242
12555 RTS S 7 | 12.2" - 5.2" 55' Round Tapered Steel Smooth 7 gauge Powder Coat Finish |  | 11324 | 10823 | 10484 | 10242
Model: | Description | Note: | 10% | 10% | 10% | 10%
12455 RTS S 11 | 12" - 4.5" 55' Round Tapered Steel Smooth 11 gauge Powder Coat Finish |  | 10625 | 10122 | 9788 | 9563
12455 RTS S 7 | 12" - 4.5" 55' Round Tapered Steel Smooth 7 gauge Powder Coat Finish |  | 10625 | 10122 | 9788 | 9563
12460 RTS S 5 | 12.5" - 4.5" 60' Round Tapered Steel Smooth 5 gauge Powder Coat Finish |  | 12092 | 11557 | 11195 | 10942
12460 RTS S 7 | 12" - 4" 60' Round Tapered Steel Smooth 7 gauge Powder Coat Finish |  | 11859 | 11334 | 10974 | 10724
12460 RTS S 7 | 12.5" - 4.5" 60' Round Tapered Steel Smooth 7 gauge Powder Coat Finish |  | 11859 | 11334 | 10974 | 10724
12555 RTS S 5 | 12.2" - 5.2" 55' Round Tapered Steel Smooth 5 gauge Powder Coat Finish |  | 12032 | 11499 | 11139 | 10882
12555 RTS S 7 | 12.2" - 5.2" 55' Round Tapered Steel Smooth 7 gauge Powder Coat Finish |  | 12032 | 11499 | 11139 | 10882
Model: | Description | Note: | 5% | 5% | 5% | 5%
13370 RTS S 5 | 13" - 3.6" 70' Round Tapered Steel Smooth 5 gauge Powder Coat Finish |  | 12850 | 12315 | 11950 | 11680
13370 RTS S 7 | 13" - 3.6" 70' Round Tapered Steel Smooth 7 gauge Powder Coat Finish |  | 11429 | 10923 | 10584 | 10343
13460 RTS S 11 | 13" - 4.8" 60' Round Tapered Steel Smooth 11 gauge Powder Coat Finish |  | 10688 | 10197 | 9875 | 9646
13460 RTS S 7 | 13" - 4.8" 60' Round Tapered Steel Smooth 7 gauge Powder Coat Finish |  | 10688 | 10197 | 9875 | 9646
13465 RTS S 5 | 13" - 4.3" 65' Round Tapered Steel Smooth 5 gauge Powder Coat Finish |  | 12785 | 12259 | 11892 | 11624
13465 RTS S 7 | 13" - 4.3" 65' Round Tapered Steel Smooth 7 gauge Powder Coat Finish |  | 11737 | 11226 | 10880 | 10635
13650 RTS S 3 | 13" - 6" 50' Round Tapered Steel Smooth 3 gauge Powder Coat Finish |  | 10985 | 10486 | 10155 | 9925
13650 RTS S 7 | 13" - 6" 50' Round Tapered Steel Smooth 7 gauge Powder Coat Finish |  | 9163 | 8705 | 8405 | 8209
Model: | Description | Note: | 10% | 10% | 10% | 10%
13370 RTS S 5 | 13" - 3.6" 70' Round Tapered Steel Smooth 5 gauge Powder Coat Finish |  | 13653 | 13084 | 12697 | 12410
13370 RTS S 7 | 13" - 3.6" 70' Round Tapered Steel Smooth 7 gauge Powder Coat Finish |  | 12143 | 11605 | 11245 | 10989
13460 RTS S 11 | 13" - 4.8" 60' Round Tapered Steel Smooth 11 gauge Powder Coat Finish |  | 11355 | 10834 | 10492 | 10249
13460 RTS S 7 | 13" - 4.8" 60' Round Tapered Steel Smooth 7 gauge Powder Coat Finish |  | 11355 | 10834 | 10492 | 10249
13465 RTS S 5 | 13" - 4.3" 65' Round Tapered Steel Smooth 5 gauge Powder Coat Finish |  | 13584 | 13025 | 12635 | 12350
13465 RTS S 7 | 13" - 4.3" 65' Round Tapered Steel Smooth 7 gauge Powder Coat Finish |  | 12470 | 11928 | 11560 | 11299
13650 RTS S 3 | 13" - 6" 50' Round Tapered Steel Smooth 3 gauge Powder Coat Finish |  | 11672 | 11142 | 10789 | 10545
13650 RTS S 7 | 13" - 6" 50' Round Tapered Steel Smooth 7 gauge Powder Coat Finish |  | 9735 | 9249 | 8930 | 8722
Fixture Mounting: | Factory Installed | Note: | 5% | 5% | 5% | 5%
D1 | (1) Drilling @ 270° |  | NC | NC | NC | NC
D2 | (2) Drillings @ 90°& 270° |  | NC | NC | NC | NC
D3 | (3) Drillings @ 60°, 180° & 270° |  | NC | NC | NC | NC
D4 | (1) Drillings @ 0°, 90°, 180° & 270° |  | NC | NC | NC | NC
D5 | (2) Drillings @ 180°& 270° |  | NC | NC | NC | NC
D6 | (3) Drillings @ 90°, 180° & 270° |  | NC | NC | NC | NC
P2 | 2.38” OD x 4” tenon |  | NC | NC | NC | NC
P4 | 4.00” OD x 6” tenon |  | NC | NC | NC | NC
P5 | 2.88” OD x 4” tenon |  | NC | NC | NC | NC
P6 | 2.88” OD x 5” tenon |  | NC | NC | NC | NC
P7 | 2.38” OD x 5” tenon |  | NC | NC | NC | NC
P9 | Special Size |  | 37 | 37 | 37 | 37
Fixture Mounting: | Factory Installed | Note: | 10% | 10% | 10% | 10%
P9 | Special Size |  | 39 | 39 | 39 | 39
PC | Pole Cap |  | NC | NC | NC | NC
PL | Plain Top (no cap) |  | NC | NC | NC | NC
Base Cover: | Factory Installed | Note: | 5% | 5% | 5% | 5%
FBC | 3” Full Base Cover |  | NC | NC | NC | NC
NC | Nut Covers (Optional) |  | 52 | 52 | 52 | 52
Base Cover: | Factory Installed | Note: | 10% | 10% | 10% | 10%
NC | Nut Covers (Optional) |  | 55 | 55 | 55 | 55
DT | Round Dart Cover (Optional) |  | Factory | Factory | Factory | Factory
Anchor Bolts: | Description: | Note: | 5% | 5% | 5% | 5%
AB | With Anchor Bolts |  | NC | NC | NC | NC
LAB | Less Anchor Bolts - Customer supplies own anchor bolts |  | -30 | -30 | -30 | -30
Anchor Bolts: | Description: | Note: | 10% | 10% | 10% | 10%
LAB | Less Anchor Bolts - Customer supplies own anchor bolts |  | -32 | -32 | -32 | -32
Accessories: | Factory Installed | Note: | 5% | 5% | 5% | 5%
N | With Anchor Bolts |  | NC | NC | NC | NC
GFIC | GFI in-use cover, cast aluminum | 96 | 198 | 198 | 198 | 198
GFIP | GFI in-use cover, plastic | 96 | 198 | 198 | 198 | 198
USB | Dual USB Port | 96 | 198 | 198 | 198 | 198
Accessories: | Factory Installed | Note: | 10% | 10% | 10% | 10%
GFIC | GFI in-use cover, cast aluminum | 96 | 209 | 209 | 209 | 209
GFIP | GFI in-use cover, plastic | 96 | 209 | 209 | 209 | 209
USB | Dual USB Port | 96 | 209 | 209 | 209 | 209
Standard Finish: | Description: | Note: | 1 Pole | 2-3 Poles | 4-6 Poles | +7 Poles
BK | Black |  | NC | NC | NC | NC
BZ | Bronze |  | NC | NC | NC | NC
DBZ | Dark Bronze |  | NC | NC | NC | NC
SS | Silver Sparkle |  | NC | NC | NC | NC
WH | White |  | NC | NC | NC | NC
Premium Finish: | Description: | Note: | 1 Pole | 2-3 Poles | 4-6 Poles | +7 Poles
GV | Galvanized (Consult Factory) |  | Factory | Factory | Factory | Factory
CC | Custom Color (Consult Factory) |  | Factory | Factory | Factory | Factory
Notes:
(96) Indicate Location
1882 Price Guide
Specialty Pole Products
Effective March 21, 2023
150 PEMCO Way Wilmington, DE 19804
302-892-9000
https://1882lighting.com/
Prices Subject to Change without Notice

## NSF Products
1882 Lighting
Blade 2ft NSF • IP66 • COLD STORAGE • LINEAR HIGH-BAY NEW ITEM
Model: | Description: | Note: | 5% | 10%
82BLD2QF1X25U*KCP | 2 FT Blade EasyLED Food Processing Harsh Environment Linear Pendant Fixture 25w 120-277v Medium 70° Polycarbonate Lens | 32 | 348 | 369
82BLD2QF1X25U*KCA | 2 FT Blade EasyLED Food Processing Harsh Environment Linear Pendant Fixture 25w 120-277v Medium 70° Acrylic Lens |  | 348 | 369
82BLD2QW1X25U*KCP | 2 FT Blade EasyLED Food Processing Harsh Environment Linear Pendant Fixture 25w 120-277v Wide 110° Polycarbonate Lens | 32 | 348 | 369
82BLD2QW1X25U*KCA | 2 FT Blade EasyLED Food Processing Harsh Environment Linear Pendant Fixture 25w 120-277v Wide 110° Acrylic Lens |  | 348 | 369
82BLD2QF1X35U*KCP | 2 FT Blade EasyLED Food Processing Harsh Environment Linear Pendant Fixture 35w 120-277v Medium 70° Polycarbonate Lens | 32 | 351 | 373
82BLD2QF1X35U*KCA | 2 FT Blade EasyLED Food Processing Harsh Environment Linear Pendant Fixture 35w 120-277v Medium 70° Acrylic Lens |  | 351 | 373
82BLD2QW1X35U*KCP | 2 FT Blade EasyLED Food Processing Harsh Environment Linear Pendant Fixture 35w 120-277v Wide 110° Polycarbonate Lens | 32 | 351 | 373
82BLD2QW1X35U*KCA | 2 FT Blade EasyLED Food Processing Harsh Environment Linear Pendant Fixture 35w 120-277v Wide 110° Acrylic Lens |  | 351 | 373
82BLD2QF1X50U*KCP | 2 FT Blade EasyLED Food Processing Harsh Environment Linear Pendant Fixture 50w 120-277v Medium 70° Polycarbonate Lens | 32 | 377 | 400
82BLD2QF1X50U*KCA | 2 FT Blade EasyLED Food Processing Harsh Environment Linear Pendant Fixture 50w 120-277v Medium 70° Acrylic Lens |  | 377 | 400
82BLD2QW1X50U*KCP | 2 FT Blade EasyLED Food Processing Harsh Environment Linear Pendant Fixture 50w 120-277v Wide 110° Polycarbonate Lens | 32 | 377 | 400
82BLD2QW1X50U*KCA | 2 FT Blade EasyLED Food Processing Harsh Environment Linear Pendant Fixture 50w 120-277v Wide 110° Acrylic Lens |  | 377 | 400
*Color Temp: | Factory Installed | Note: | 5% | 10%
4K | 4000K |  | NC | NC
5K | 5000K |  | NC | NC
Color: | Factory Installed | Note: | 5% | 10%
W | White |  | NC | NC
Options: | Factory Installed | Note: | 5% | 10%
SP | 120-277VAC 10KA Surge Suppressor |  | 25 | 27
SP2 | 120-277VAC 20KA Surge Suppressor |  | 49 | 52
S5 | Microwave Sensor with Dimming 120-277V Only. |  | 113 | 119
BU | Emergency Battery Backup *see restrictions* |  | 325 | 345
Mounting Accessories: | Ships Separately, Field Installed | Note: | 5% | 10%
BLDSBSS | Blade Surface Mounting Bracket (requires 2) |  | 18 | 19
Accessories: | Ships Separately, Field Installed | Note: | 5% | 10%
P17126 | Remote Programming Tool for P17125 |  | 80 | 85
Replacement Parts: | Ships Separately, Field Installed | Note: | 5% | 10%
P17125 | Internal Microwave Sensor with Dimming 120-277V Only. |  | 98 | 104
Notes:
(32) Not recommended for Alkaline Industrial Cleaners
1882 Lighting
Blade 4ft NSF • IP66 • COLD STORAGE • LINEAR HIGH-BAY NEW ITEM
Model: | Description: | Note: | 5% | 10%
82BLD4QF1X50**KCP | 4 FT Blade EasyLED Food Processing Harsh Environment Linear Pendant Fixture 50w Medium 70° Polycarbonate Lens | 32 | 466 | 495
82BLD4QF1X50**KCA | 4 FT Blade EasyLED Food Processing Harsh Environment Linear Pendant Fixture 50w Medium 70° Acrylic Lens |  | 466 | 495
82BLD4QW1X50**KCP | 4 FT Blade EasyLED Food Processing Harsh Environment Linear Pendant Fixture 50w Wide 110° Polycarbonate Lens | 32 | 466 | 495
82BLD4QW1X50**KCA | 4 FT Blade EasyLED Food Processing Harsh Environment Linear Pendant Fixture 50w Wide 110° Acrylic Lens |  | 466 | 495
82BLD4QF1X75**KCP | 4 FT Blade EasyLED Food Processing Harsh Environment Linear Pendant Fixture 75w Medium 70° Polycarbonate Lens | 32 | 469 | 498
82BLD4QF1X75**KCA | 4 FT Blade EasyLED Food Processing Harsh Environment Linear Pendant Fixture 75w Medium 70° Acrylic Lens |  | 469 | 498
82BLD4QW1X75**KCP | 4 FT Blade EasyLED Food Processing Harsh Environment Linear Pendant Fixture 75w Wide 110° Polycarbonate Lens | 32 | 469 | 498
82BLD4QW1X75**KCA | 4 FT Blade EasyLED Food Processing Harsh Environment Linear Pendant Fixture 75w Wide 110° Acrylic Lens |  | 469 | 498
82BLD4QF1X100**KCP | 4 FT Blade EasyLED Food Processing Harsh Environment Linear Pendant Fixture 100w Medium 70° Polycarbonate Lens | 32 | 469 | 498
82BLD4QF1X100**KCA | 4 FT Blade EasyLED Food Processing Harsh Environment Linear Pendant Fixture 100w Medium 70° Acrylic Lens |  | 469 | 498
82BLD4QW1X100**KCP | 4 FT Blade EasyLED Food Processing Harsh Environment Linear Pendant Fixture 100w Wide 110° Polycarbonate Lens | 32 | 469 | 498
82BLD4QW1X100**KCA | 4 FT Blade EasyLED Food Processing Harsh Environment Linear Pendant Fixture 100w Wide 110° Acrylic Len |  | 469 | 498
*Driver: | Factory Installed | Note: | 5% | 10%
U | 120-277v |  | NC | NC
H | 347-480v |  | TBD | TBD
*Color Temp: | Factory Installed | Note: | 5% | 10%
4K | 4000K |  | NC | NC
5K | 5000K |  | NC | NC
Color: | Factory Installed | Note: | 5% | 10%
W | White |  | NC | NC
Options: | Factory Installed | Note: | 5% | 10%
SP | 120-277VAC 10KA Surge Suppressor |  | 25 | 27
SP2 | 120-277VAC 20KA Surge Suppressor |  | 49 | 52
S5 | Microwave Sensor with Dimming 120-277V Only. |  | 113 | 119
BU | Emergency Battery Backup *see restrictions* |  | 325 | 345
Mounting Accessories: | Ships Separately, Field Installed | Note: | 5% | 10%
BLDSBSS | Blade Surface Mounting Bracket (requires 2) |  | 18 | 19
Accessories: | Ships Separately, Field Installed | Note: | 5% | 10%
P17126 | Remote Programming Tool for P17125 |  | 80 | 85
Replacement Parts: | Ships Separately, Field Installed | Note: | 5% | 10%
P17125 | Internal Microwave Sensor with Dimming 120-277V Only. |  | 98 | 104
Notes:
(32) Not recommended for Alkaline Industrial Cleaners
1882 Lighting
Blade 8ft NSF • IP66 • COLD STORAGE • LINEAR HIGH-BAY NEW ITEM
Model: | Description: | Note: | 5% | 10%
82BLD8QF1X150**KCP | 8 FT Blade EasyLED Food Processing Harsh Environment Linear Pendant Fixture 150w Medium 70° Polycarbonate Lens | 32 | 924 | 982
82BLD8QF1X150**KCA | 8 FT Blade EasyLED Food Processing Harsh Environment Linear Pendant Fixture 150w Medium 70° Acrylic Lens |  | 924 | 982
82BLD8QW1X150**KCP | 8 FT Blade EasyLED Food Processing Harsh Environment Linear Pendant Fixture 150w Wide 110° Polycarbonate Lens | 32 | 924 | 982
82BLD8QW1X150**KCA | 8 FT Blade EasyLED Food Processing Harsh Environment Linear Pendant Fixture 150w Wide 110° Acrylic Lens |  | 924 | 982
82BLD8QF1X200**KCP | 8 FT Blade EasyLED Food Processing Harsh Environment Linear Pendant Fixture 200w Medium 70° Polycarbonate Lens | 32 | 936 | 994
82BLD8QF1X200**KCA | 8 FT Blade EasyLED Food Processing Harsh Environment Linear Pendant Fixture 200w Medium 70° Acrylic Lens |  | 936 | 994
82BLD8QW1X200**KCP | 8 FT Blade EasyLED Food Processing Harsh Environment Linear Pendant Fixture 200w Wide 110° Polycarbonate Lens | 32 | 936 | 994
82BLD8QW1X200**KCA | 8 FT Blade EasyLED Food Processing Harsh Environment Linear Pendant Fixture 200w Wide 110° Acrylic Lens |  | 936 | 994
*Driver: | Factory Installed | Note: | 5% | 10%
U | 120-277v |  | NC | NC
H | 347-480v |  | TBD | TBD
*Color Temp: | Factory Installed | Note: | 5% | 10%
4K | 4000K |  | NC | NC
5K | 5000K |  | NC | NC
Color: | Factory Installed | Note: | 5% | 10%
W | White |  | NC | NC
Options: | Factory Installed | Note: | 5% | 10%
SP | 120-277VAC 10KA Surge Suppressor |  | 25 | 27
SP2 | 120-277VAC 20KA Surge Suppressor |  | 49 | 52
S5 | Microwave Sensor with Dimming 120-277V Only. |  | 113 | 119
BU | Emergency Battery Backup *see restrictions* |  | 396 | 420
Mounting Accessories: | Ships Separately, Field Installed | Note: | 5% | 10%
BLDSBSS | Blade Surface Mounting Bracket (requires 2) |  | 18 | 19
Accessories: | Ships Separately, Field Installed | Note: | 5% | 10%
P17126 | Remote Programming Tool for P17125 |  | 80 | 85
Replacement Parts: | Ships Separately, Field Installed | Note: | 5% | 10%
P17125 | Internal Microwave Sensor with Dimming 120-277V Only. |  | 98 | 104
Notes:
(32) Not recommended for Alkaline Industrial Cleaners
1882 Lighting
CONTRA IP66 NSF High Bay 55C
Model: | Description: | Note: | 5% | 10%
CON16LMDMV | CONTRA 16,000 Lumens 100W Medium Lens 120-277V |  | 479 | 509
CON24LMDMV | CONTRA 24,000 Lumens 150W Medium Lens 120-277V |  | 537 | 570
Internal Surge Protector: | Factory Installed | Note: | 5% | 10%
Leave Blank | Standard 2.5KA to 6.0KA |  | NC | NC
SP | 120-277VAC 10KA Surge Suppressor |  | 25 | 27
SP2 | 120-277VAC 20KA Surge Suppressor |  | 49 | 52
Internal Surge Protector: | Factory Installed | Note: | 5% | 10%
Leave Blank | No Controls |  | NC | NC
S5 | Microwave Sensor with Dimming 120-277V Only. |  | 113 | 119
S4 | Microwave On/Off Motion Sensor – NO DIMMING, 120-277V Only. |  | 59 | 62
CCT: | Factory Installed | Note: | 5% | 10%
40K | 4000K |  | NC | NC
50K | 5000K |  | NC | NC
CRI: | Factory Installed | Note: | 5% | 10%
80 | 80 CRI |  | NC | NC
Mounting: | Factory Installed | Note: | 5% | 10%
RM | Ring Mount |  | NC | NC
HK | 3/4" Hook |  | 20 | 22
PM | Pendant Mount (junction box) |  | 60 | 64
Finish: | Factory Installed | Note: | 5% | 10%
G | Gray |  | NC | NC
W | White (Consult Factory) |  | Factory | Factory
Options: | Factory Installed | Note: | 5% | 10%
EM | Emergency Battery Backup *see restrictions* | 71 | 325 | 345
Y10 | 5 conductor yellow wire that is 10 feet long |  | 95 | 100
W10 | 5 conductor white wire that is 10 feet long |  | 95 | 100
S10 | Ultra safety cable – 10ft |  | 46 | 49
Plugs: | Ships Separately, Field Installed | Note: | 5% | 10%
P3 | 3pin Mini Connector Male Plug; 600V 18A |  | 123 | 130
P5 | 5pin Mini Connector Male Plug; 600V 12A | 76 | 128 | 135
L7P | 15 Amp, 277 Volt, NEMA L7-15P, 2P, 3W, Locking Plug, Industrial Grade, Grounding - BLACK-WHITE | 76 | 86 | 92
Notes:
(71) EM Backup is not supported by HV fixtures
(76) Plug Options are not IP rated
1882 Lighting
COSMO IP67 NSF High Bay 65C
Model: | Description: | Note: | 5% | 10%
COS18L | COSMO 18,000 Lumens |  | 932 | 990
COS23L | COSMO 22,500 Lumens |  | 969 | 1029
COS30L | COSMO 30,000 Lumens |  | 1068 | 1134
COS39L | COSMO 39,000 Lumens |  | 1164 | 1237
Distribution: | Factory Installed | Note: | 5% | 10%
MD | Medium (90°) Lens | 85 | 73 | 78
WD | Wide (120°) Lens |  | NC | NC
Voltage: | Factory Installed | Note: | 5% | 10%
MV | 120-277v |  | NC | NC
HV | 277-480v (18L) |  | 114 | 122
HV | 277-480v (23L) |  | 155 | 165
HV | 277-480v (30L) |  | 140 | 149
HV | 277-480v (39L) |  | 101 | 107
Internal Surge Protector: | Factory Installed | Note: | 5% | 10%
Leave Blank | Standard 2.5KA to 6.0KA |  | NC | NC
SP | 120-277VAC 10KA Surge Suppressor |  | 25 | 27
SP2 | 120-277VAC 20KA Surge Suppressor |  | 49 | 52
SPH | 347-480VAC 10KA Surge Suppressor |  | 28 | 29
Control Option: | Factory Installed | Note: | 5% | 10%
Leave Blank | No Controls |  | NC | NC
S5 | Microwave Sensor with Dimming 120-277V Only. |  | 113 | 119
S4 | Microwave On/Off Motion Sensor – NO DIMMING, 120-277V Only. |  | 59 | 62
CCT: | Factory Installed | Note: | 5% | 10%
40K | 4000K |  | NC | NC
50K | 5000K |  | NC | NC
CRI: | Factory Installed | Note: | 5% | 10%
80 | 80 CRI |  | NC | NC
Mounting: | Factory Installed | Note: | 5% | 10%
HK | Hook Mount |  | NC | NC
PM | Pendant Mount |  | 60 | 64
Finish: | Factory Installed | Note: | 5% | 10%
G | Gray |  | NC | NC
W | White (Consult Factory) |  | Factory | Factory
Options: | Factory Installed | Note: | 5% | 10%
EM | Emergency Battery Backup *see restrictions* | 71, 72 | 325 | 345
Y10 | 5 conductor yellow wire that is 10 feet long |  | 95 | 100
W10 | 5 conductor white wire that is 10 feet long |  | 95 | 100
S10 | NOVA safety cable – 10ft |  | 46 | 49
Plugs: | Ships Separately, Field Installed | Note: | 5% | 10%
P3 | 3pin Mini Connector Male Plug; 600V 18A |  | 123 | 130
P5 | 5pin Mini Connector Male Plug; 600V 12A | 76 | 128 | 135
L7P | 15 Amp, 277 Volt, NEMA L7-15P, 2P, 3W, Locking Plug, Industrial Grade, Grounding - BLACK-WHITE | 76 | 86 | 92
Notes:
(71) EM Backup is not supported by HV fixtures
(72) EM Backup temperature range 10-50°C (50-122°F)
(76) Plug Options are not IP rated
(85) MD lens option is only IP66 rated
1882 Lighting
DAWN IP67 NSF High Bay 65C
Model: | Description: | Note: | 5% | 10%
DWNST15L | DAWN 15,000 Lumens | 74, 75 | 362 | 384
DWNST23L | DAWN 22,500 Lumens | 74, 75 | 437 | 464
DWNST30L | DAWN 30,000 Lumens |  | 504 | 535
DWNST38L | DAWN 38,000 Lumens |  | 700 | 744
DWNST45L | DAWN 45,000 Lumens |  | 713 | 758
DWNST60L | DAWN 60,000 Lumens |  | 877 | 932
Distribution: | Factory Installed | Note: | 5% | 10%
MD | Medium (90°) Lens |  | NC | NC
WD | Wide (120°) Lens |  | 32 | 34
Voltage: | Factory Installed | Note: | 5% | 10%
MV | 120-277v |  | NC | NC
Internal Surge Protector: | Factory Installed | Note: | 5% | 10%
Leave Blank | Standard 2.5KA to 6.0KA |  | NC | NC
SP | 120-277VAC 10KA Surge Suppressor |  | 25 | 27
SP2 | 120-277VAC 20KA Surge Suppressor |  | 49 | 52
Control Option: | Factory Installed | Note: | 5% | 10%
Leave Blank | No Controls |  | NC | NC
L3 | L3 Wattstopper Passive Infrared Occupancy Sensor, Wet Location, 360º Lens, 40´ Diameter Coverage From 20´ Height, 120/277V |  | 116 | 123
L7 | L4 Wattstopper Passive Infrared Occupancy Sensor, Wet Location, 360º Lens, 60´ Diameter Coverage From 50´ Height, 120/277V |  | 116 | 123
CCT: | Factory Installed | Note: | 5% | 10%
40K | 4000K |  | NC | NC
50K | 5000K |  | NC | NC
CRI: | Factory Installed | Note: | 5% | 10%
80 | 80 CRI |  | NC | NC
Mounting: | Factory Installed | Note: | 5% | 10%
CH | Chain Mount |  | NC | NC
SB | Surface Bracket | 80 | 36 | 38
PB2 | 2ft Pendant Bracket | 80 | 62 | 65
PB4 | 4ft Pendant Bracket | 80 | 82 | 87
A10 | Aircraft Hanging Cable 10' Y with 2 Hook (one pair) |  | 46 | 49
Finish: | Factory Installed | Note: | 5% | 10%
G | Gray |  | NC | NC
W | White (Consult Factory) |  | Factory | Factory
Options: | Factory Installed | Note: | 5% | 10%
EM | Emergency Battery Backup *see restrictions* | 71, 72 | 325 | 345
Y10 | 5 conductor yellow wire that is 10 feet long |  | 95 | 100
W10 | 5 conductor white wire that is 10 feet long |  | 95 | 100
UP | Uplight (120deg uplight angle) | 79 | 57 | 60
Plugs: | Ships Separately, Field Installed | Note: | 5% | 10%
P3 | 3pin Mini Connector Male Plug; 600V 18A |  | 123 | 130
P5 | 5pin Mini Connector Male Plug; 600V 12A | 76 | 128 | 135
L7P | 15 Amp, 277 Volt, NEMA L7-15P, 2P, 3W, Locking Plug, Industrial Grade, Grounding - BLACK-WHITE | 76 | 86 | 92
Notes:
(71) EM Backup is not supported by HV fixtures
(72) EM Backup temperature range 10-50°C (50-122°F)
(74) ST15L and ST23L only rated -20-55°C
(75) ST15L and ST23L come with standard 2.5kV surge protection
(76) Plug Options are not IP rated
(80) Surface/Pendant Brackets only come with hardware to attach bracket to fixture
1882 Lighting
OptiMax EasyLED Food Processing High Bay Fixture NEW ITEM
Model: | Description: | Note: | 5% | 10%
82NOPMXQM1X100U | OptiMax EasyLED Food Processing High Bay Fixture 100w 120-277v |  | 702 | 745
82NOPMXQM1X150U | OptiMax EasyLED Food Processing High Bay Fixture 150w 120-277v |  | 757 | 804
82NOPMXQM1X200U | OptiMax EasyLED Food Processing High Bay Fixture 200w 120-277v |  | 796 | 845
82NOPMXQM1X250U | OptiMax EasyLED Food Processing High Bay Fixture 250w 120-277v |  | 823 | 874
82NOPMXQM1X100H | OptiMax EasyLED Food Processing High Bay Fixture 100w 347-480v |  | 816 | 867
82NOPMXQM1X150H | OptiMax EasyLED Food Processing High Bay Fixture 150w 347-480v |  | 871 | 925
Color Temp: | Factory Installed | Note: | 5% | 10%
4K | 4000K |  | NC | NC
5K | 5000K |  | NC | NC
Lens: | Factory Installed | Note: | 5% | 10%
CP | Clear Polycarbonate | 32 | NC | NC
CA | Clear DR Acrylic |  | 95 | 100
Color: | Factory Installed | Note: | 5% | 10%
W | White |  | NC | NC
Options: | Factory Installed | Note: | 5% | 10%
SF | Single Fuse (120-277v Only) |  | 29 | 30
DF | Double Fuse (120-277v Only) |  | 58 | 62
SP | 120-277VAC 10KA Surge Suppressor |  | 25 | 27
SP2 | 120-277VAC 20KA Surge Suppressor |  | 49 | 52
SPH | 347-480VAC 10KA Surge Suppressor |  | 28 | 29
S5 | Microwave Sensor with Dimming 120-277V Only. |  | 113 | 119
BU | Battery Backup, 90 Minutes (19w, 36w, 53w Only) | 33 | 204 | 216
Accessories: | Ships Separately, Field Installed | Note: | 5% | 10%
CPSC6 | 6 FT Safety Cable |  | 29 | 30
P17126 | Remote Programming Tool for P17125 |  | 80 | 85
Replacement Parts: | Ships Separately, Field Installed | Note: | 5% | 10%
P17125 | Internal Microwave Sensor with Dimming 120-277V Only. |  | 98 | 104
3EBLX1055190A | Provides 90 Minutes of Backup Power (120-277v Only) |  | 192 | 204
Notes:
(32) Not recommended for Alkaline Industrial Cleaners
(33) 100W 120-277V Models Only
1882 Lighting
Wand Linear Tube IP66 NSF IP69K
Model: | Description: | Note: | 5% | 10%
BST4F58W | BASTONE 4' 7,500 Lumens 58W |  | 282 | 299
BST4F80W | BASTONE 4' 10,000 Lumens 80W |  | 348 | 369
BST8F80W | BASTONE 8' 10,000 Lumens 80W |  | 663 | 704
BST8F160W | BASTONE 8' 20,000 Lumens 160W |  | 913 | 970
Voltage: | Factory Installed | Note: | 5% | 10%
UNV | 120-277v |  | NC | NC
Color Temperature: | Factory Installed | Note: | 5% | 10%
40K | 4000K |  | NC | NC
50K | 5000K |  | NC | NC
Plug Options: | Ships Separately, Field Installed | Note: | 5% | 10%
WM | Poseidon Adjustable Wall Mount Bracket (Set) (PSN-ADJ) |  | 37 | 39
P3 | 3pin Mini Connector Male Plug; 600V 18A |  | 123 | 130
P5 | 5pin Mini Connector Male Plug; 600V 12A |  | 128 | 135
L7P | 15 Amp, 277 Volt, NEMA L7-15P, 2P, 3W, Locking Plug, Industrial Grade, Grounding - BLACK-WHITE |  | 86 | 92
Notes:
1882 Price Guide
NSF Products
Effective March 21, 2023
150 PEMCO Way Wilmington, DE 19804
302-892-9000
https://1882lighting.com/
Prices Subject to Change without Notice

## AmberLED - ColorLED Products
LEDicated
1882 Lighting
Acadia 30 AmberLED Bell Pendant
LED Model: | Description: | Note: | 5% | 10%
ACA301QF1X78 | AmberLED Astor Bell Pendant Type F 78w |  | 592 | 629
Ballast: | Factory Installed | Note: | 5% | 10%
U | 120-277v |  | NC | NC
Color Temp: | Factory Installed | Note: | 5% | 10%
AM | Amber |  | NC | NC
Lens: | Factory Installed | Note: | 5% | 10%
C | Clear Prismatic Array Lens |  | NC | NC
Color: | Factory Installed | Note: | 5% | 10%
B | Black |  | NC | NC
C | Custom Paint Color | 22 | 85 | 85
Options: | Factory Installed | Note: | 5% | 10%
SF | Single Fuse (120-277v Only) |  | 29 | 30
DF | Double Fuse (120-277v Only) |  | 58 | 62
SP | 120-277VAC 10KA Surge Suppressor |  | 25 | 27
SP2 | 120-277VAC 20KA Surge Suppressor |  | 49 | 52
S2 | Microwave Sensor with Dimming, 120-277V Only. |  | 85 | 89
S4 | Microwave On/Off Motion Sensor – NO DIMMING, 120-277V Only. |  | 59 | 62
Arms: | Factory Installed | Note: | 5% | 10%
ASWM11 | Single Wall Mount Arm (includes Single Arm and Wall Mount Bracket) |  | 393 | 418
ASMA11 | Single Pole Mount Arm (includes Single Arm and Pole Adapter) |  | 399 | 424
ASMA12 | Dual Pole Mount Arm (includes 2 Single Arms and Pole Adapter) |  | 640 | 680
Arm Color: | Factory Installed | Note: | 5% | 10%
B | Black |  | NC | NC
C | ASWM11 - Custom Paint Color | 22 | 65 | 65
C | ASMA11 - Custom Paint Color | 22 | 65 | 65
C | ASMA12 - Custom Paint Color | 22 | 105 | 105
Arm Options: | Factory Installed | Note: | 5% | 10%
R3 | 3-Pin Twist Lock Photocell Receptacle |  | 32 | 33
R5 | 5-Pin Twist Lock Photocell Receptacle |  | 40 | 42
R7 | 7-Pin ANSI C136.41—2013 Twist Lock Photocell Receptacle |  | 43 | 45
Pole Model: | Factory Installed | Note: | 5% | 10%
PSRA2555B | Straight Round Aluminum Pole 25ft 5in 5mm w/5" Base Cover 1" Anchor Bolts Black |  | 1057 | 1123
CUT | Pole Cutting Fee |  | 65 | 65
Pole Top Mounting: | Factory Installed | Note: | 5% | 10%
P3 | 2-7/8" Single Round Vertical Tenon (P3), for 4" PRSA Poles, Black |  | 94 | 99
P3A | 2-7/8" Single Round Vertical Tenon (P3), for 5" PRSA Poles, Black |  | 106 | 112
Fluted Pole Model: | Factory Installed | Note: | 5% | 10%
PARF416ABB | 16´ Anchor Base Pole, Black |  | 791 | 840
PARF422DBB | 22´ Direct Burial Pole, Black |  | 646 | 687
CUT | Pole Cutting Fee |  | 65 | 65
Accessories: | Ships Separately, Field Installed | Note: | 5% | 10%
P18131 | Twist Lock Non-Shorting (Open) Cap Disconnects Service to Fixture for Temporary or Permanent Disabling (Fixture Always Off). IP65, 480V Maximum |  | 29 | 30
P18132 | Twist Lock Shorting Cap Provides Fixed Service to Fixture (Fixture Always on). IP65, Rated Load 7200w Tungsten |  | 13 | 14
P18140 | 110-120VAC Instant Twist Lock Photocell | 3 | 22 | 23
P18152 | 277VAC Time Delay Twist Lock Photocell | 3 | 22 | 23
P18156 | 120-277VAC Universal Twist Lock Photocell |  | 28 | 29
P18157 | 480VAC Twist Lock Photocell |  | 49 | 52
Replacement Parts: | Ships Separately, Field Installed | Note: | 5% | 10%
P17117 | Internal Microwave Sensor with Dimming, 120-277V Only. |  | 70 | 74
P17123 | Internal Microwave On/Off Motion Sensor – NO DIMMING, 120-277V Only. |  | 44 | 47
Notes:
(3) Photocell option not available with Wall Mount configuration.
(22) $150.00 Paint Set-up Fee for quantities under 5 pcs
LEDicated
1882 Lighting
Admiral 30 AmberLED Small Round Canopy
LED Model: | Description: | Note: | 5% | 10%
ADM30F1X46 | AmberLED Admiral Small Round Canopy Type F 46w |  | 455 | 483
ADM30F1X78 | AmberLED Admiral Small Round Canopy Type F 78w |  | 455 | 483
Ballast: | Factory Installed | Note: | 5% | 10%
U | 120-277v |  | NC | NC
Color Temp: | Factory Installed | Note: | 5% | 10%
AM | Amber |  | NC | NC
Lens: | Factory Installed | Note: | 5% | 10%
C | Clear UV-Stabilized Polycarbonate Array Lens |  | NC | NC
L | SoftLED LumaLens Opal Polycarbonate Array Lens |  | 45 | 47
Color: | Factory Installed | Note: | 5% | 10%
B | Black |  | NC | NC
C | Custom Paint Color | 22 | 85 | 85
Options: | Factory Installed | Note: | 5% | 10%
SF | Single Fuse (120-277v Only) |  | 29 | 30
DF | Double Fuse (120-277v Only) |  | 58 | 62
SP | 120-277VAC 10KA Surge Suppressor |  | 25 | 27
SP2 | 120-277VAC 20KA Surge Suppressor |  | 49 | 52
S2 | Microwave Sensor with Dimming, 120-277V Only. |  | 85 | 89
S4 | Microwave On/Off Motion Sensor – NO DIMMING, 120-277V Only. |  | 59 | 62
Accessories: | Ships Separately, Field Installed | Note: | 5% | 10%
AS301S | Spun Aluminum Shade with Powdercoat Finish, Hardware Included |  | 52 | 55
Replacement Parts: | Ships Separately, Field Installed | Note: | 5% | 10%
P17117 | Internal Microwave Sensor with Dimming, 120-277V Only. |  | 70 | 74
P17123 | Internal Microwave On/Off Motion Sensor – NO DIMMING, 120-277V Only. |  | 44 | 47
Notes:
(22) $150.00 Paint Set-up Fee for quantities under 5 pcs
LEDicated
1882 Lighting
Admiral 55 AmberLED Garage Lighter
LED Model: | Description: | Note: | 5% | 10%
ADM55F1X39 | AmberLED Garage Lighter Type VS 39w | 1, 22 | 346 | 368
ADM55F1X52 | AmberLED Garage Lighter Type VS 52w | 1, 22 | 370 | 393
Ballast: | Factory Installed | Note: | 5% | 10%
U | 120-277v |  | NC | NC
C | 347v |  | 88 | 93
Color Temp: | Factory Installed | Note: | 5% | 10%
AM | Amber |  | NC | NC
Color: | Factory Installed | Note: | 5% | 10%
Z | Bronze |  | NC | NC
W | White |  | NC | NC
C | Custom Paint Color | 22 | 75 | 75
Options: | Factory Installed | Note: | 5% | 10%
SF | Single Fuse (120-277v Only) |  | 29 | 30
DF | Double Fuse (120-277v Only) |  | 58 | 62
SP | 120-277VAC 10KA Surge Suppressor |  | 25 | 27
SP2 | 120-277VAC 20KA Surge Suppressor |  | 49 | 52
SPH | 347-480VAC 10KA Surge Suppressor |  | 28 | 29
BU | Battery Backup, 90 Minutes (120-277v Only) |  | 204 | 216
BUC | Cold Start Battery Backup, -20°C, 90 Minutes (120-277v Only) |  | 274 | 290
PC3 | Button Photocell, 120-277VAC |  | 48 | 50
QM | Quick-Mount Bracket |  | 62 | 65
S2 | Microwave Sensor with Dimming, 120-277V Only. |  | 85 | 89
S4 | Microwave On/Off Motion Sensor – NO DIMMING, 120-277V Only. |  | 59 | 62
Accessories: | Ships Separately, Field Installed | Note: | 5% | 10%
VN55BF | Baffle, Aluminum with Powdercoat Finish | 1, 22 | 130 | 138
Replacement Parts: | Ships Separately, Field Installed | Note: | 5% | 10%
3EBLX1055190A | Provides 90 Minutes of Backup Power (120-277v Only) |  | 192 | 204
3EBLX10T1555CPA | Cold Start Battery Backup, -20°C, 90 Minutes (120-277v Only) |  | 262 | 278
P17117 | Internal Microwave Sensor with Dimming, 120-277V Only. |  | 70 | 74
P17123 | Internal Microwave On/Off Motion Sensor – NO DIMMING, 120-277V Only. |  | 44 | 47
P18103 | 120-277VAC Button Photocell |  | 38 | 40
VNQM | Hinged Quick-Mount Bracket, Stamped Steel, Mount over Recessed Electrical Box, or Use 3/4" NPS Downrod for Pendant Mounting. CSA Listed for Damp Location Mounting. |  | 50 | 53
Notes:
(1) Specify Color
(22) $150.00 Paint Set-up Fee for quantities under 5 pcs
LEDicated
1882 Lighting
Annapolis - AmberLED Round Bulkhead
LED Model: | Description: | Note: | 5% | 10%
ANPRGRQF1X17UAML | AmberLED Annapolis Round Bulkhead Grid Frame Type F 17w 120-277v Amber SoftLED LumaLens Opal UV-Stabilized Polycarbonate Array Lens | 1, 22 | 368 | 390
ANPRHCQF1X17UAML | AmberLED Annapolis Round Bulkhead Half Cutoff Type F 17w 120-277v Amber SoftLED LumaLens Opal UV-Stabilized Polycarbonate Array Lens | 1, 22 | 368 | 390
ANPROFQF1X17UAML | AmberLED Annapolis Round Bulkhead Open Frame Type F 17w 120-277v Amber SoftLED LumaLens Opal UV-Stabilized Polycarbonate Array Lens | 1, 22 | 368 | 390
Color: | Factory Installed | Note: | 5% | 10%
Z | Bronze |  | NC | NC
W | White |  | NC | NC
C | Custom Paint Color | 22 | 85 | 85
Options: | Factory Installed | Note: | 5% | 10%
SF | Single Fuse (120-277v Only) |  | 29 | 30
DF | Double Fuse (120-277v Only) |  | 58 | 62
SP | 120-277VAC 10KA Surge Suppressor |  | 25 | 27
SP2 | 120-277VAC 20KA Surge Suppressor |  | 49 | 52
PC3 | Button Photocell, 120-277VAC |  | 48 | 50
P10 | Pencil Photocell, 120VAC |  | 34 | 35
P12 | Pencil Photocell, 277VAC |  | 34 | 35
P14 | Pencil Photocell, 120-277VAC |  | 43 | 45
S2 | Microwave Sensor with Dimming, 120-277V Only. |  | 85 | 89
S4 | Microwave On/Off Motion Sensor – NO DIMMING, 120-277V Only. |  | 59 | 62
BU | Battery Backup, 90 Minutes (120-277v Only) |  | 204 | 216
BUC | Cold Start Battery Backup, -20°C, 90 Minutes (120-277v Only) |  | 274 | 290
Replacement Parts: | Ships Separately, Field Installed | Note: | 5% | 10%
3EBLX1055190A | Provides 90 Minutes of Backup Power (120-277v Only) |  | 192 | 204
3EBLX10T1555CPA | Cold Start Battery Backup, -20°C, 90 Minutes (120-277v Only) |  | 262 | 278
P18103 | 120-277VAC Button Photocell |  | 38 | 40
P18110 | 110-130V 120VAC Pencil Photocell (120-277v Only) |  | 24 | 25
P18112 | 208-277V 240VAC Pencil Photocell (120-277v Only) |  | 24 | 25
P18114 | 120-277V, Pencil Photocell (120-277v Only) |  | 33 | 35
P17117 | Internal Microwave Sensor with Dimming, 120-277V Only. |  | 70 | 74
P17123 | Internal Microwave On/Off Motion Sensor – NO DIMMING, 120-277V Only. |  | 44 | 47
Notes:
(1) Specify Color
(22) $150.00 Paint Set-up Fee for quantities under 5 pcs
LEDicated
1882 Lighting
Annapolis - AmberLED Square Bulkhead
LED Model: | Description: | Note: | 5% | 10%
ANPSGRQF1X17UAML | AmberLED Anapolis Square Bulkhead Grid Frame Type IV 17w 120-277v Amber SoftLED LumaLens Opal UV-Stabilized Polycarbonate Array Lens | 1, 22 | 368 | 390
ANPSHCQF1X17UAML | AmberLED Anapolis Square Bulkhead Half Cutoff Type IV 17w 120-277v Amber SoftLED LumaLens Opal UV-Stabilized Polycarbonate Array Lens | 1, 22 | 368 | 390
ANPSOFQF1X17UAML | AmberLED Anapolis Square Bulkhead Open Frame Type IV 17w 120-277v Amber SoftLED LumaLens Opal UV-Stabilized Polycarbonate Array Lens | 1, 22 | 368 | 390
Color: | Factory Installed | Note: | 5% | 10%
Z | Bronze |  | NC | NC
W | White |  | NC | NC
C | Custom Paint Color | 22 | 85 | 85
Options: | Factory Installed | Note: | 5% | 10%
SF | Single Fuse (120-277v Only) |  | 29 | 30
DF | Double Fuse (120-277v Only) |  | 58 | 62
SP | 120-277VAC 10KA Surge Suppressor |  | 25 | 27
SP2 | 120-277VAC 20KA Surge Suppressor |  | 49 | 52
PC3 | Button Photocell, 120-277VAC |  | 48 | 50
P10 | Pencil Photocell, 120VAC |  | 34 | 35
P12 | Pencil Photocell, 277VAC |  | 34 | 35
P14 | Pencil Photocell, 120-277VAC |  | 43 | 45
S2 | Microwave Sensor with Dimming, 120-277V Only. |  | 85 | 89
S4 | Microwave On/Off Motion Sensor – NO DIMMING, 120-277V Only. |  | 59 | 62
BU | Battery Backup, 90 Minutes (120-277v Only) |  | 204 | 216
BUC | Cold Start Battery Backup, -20°C, 90 Minutes (120-277v Only) |  | 274 | 290
Replacement Parts: | Ships Separately, Field Installed | Note: | 5% | 10%
3EBLX1055190A | Provides 90 Minutes of Backup Power (120-277v Only) |  | 192 | 204
3EBLX10T1555CPA | Cold Start Battery Backup, -20°C, 90 Minutes (120-277v Only) |  | 262 | 278
P18103 | 120-277VAC Button Photocell |  | 38 | 40
P18110 | 110-130V 120VAC Pencil Photocell (120-277v Only) |  | 24 | 25
P18112 | 208-277V 240VAC Pencil Photocell (120-277v Only) |  | 24 | 25
P18114 | 120-277V, Pencil Photocell (120-277v Only) |  | 33 | 35
P17117 | Internal Microwave Sensor with Dimming, 120-277V Only. |  | 70 | 74
P17123 | Internal Microwave On/Off Motion Sensor – NO DIMMING, 120-277V Only. |  | 44 | 47
Notes:
(1) Specify Color
(22) $150.00 Paint Set-up Fee for quantities under 5 pcs
LEDicated
1882 Lighting
Austin 15 AmberLED Full Cutoff Bollard
LED Model: | Description: | Note: | 5% | 10%
AUS15OQF1X14UAMC | Full Cutoff Bollard - 360° 14w 120-277v Amber Clear UV-Stabilized Polycarbonate VandalResistant Lens |  | 438 | 465
AUS15TQF1X14UAMC | Full Cutoff Bollard with 120° Shield 14w 120-277v Amber Clear UV-Stabilized Polycarbonate VandalResistant Lens |  | 458 | 487
AUS15HQF1X14UAMC | Full Cutoff Bollard with 180° Shield 14w 120-277v Amber Clear UV-Stabilized Polycarbonate VandalResistant Lens |  | 458 | 487
Color: | Factory Installed | Note: | 5% | 10%
B | Black |  | NC | NC
Z | Bronze |  | NC | NC
C | Custom Paint Color | 22 | 95 | 95
Height: | Factory Installed | Note: | 5% | 10%
(Leave Blank) | 40-1/8" Standard Height |  | NC | NC
30 | 30" Height |  | 65 | 65
Options: | Factory Installed | Note: | 5% | 10%
SF | Single Fuse (120-277v Only) |  | 29 | 30
DF | Double Fuse (120-277v Only) |  | 58 | 62
SP | 120-277VAC 10KA Surge Suppressor |  | 25 | 27
SP2 | 120-277VAC 20KA Surge Suppressor |  | 49 | 52
GF1 | Ground Fault Circuit Interrupt 15A, 120V |  | 191 | 203
S5 | Microwave Sensor with Dimming 120-277V Only. |  | 113 | 119
Mounting Accessories: | Ships Separately, Field Installed | Note: | 5% | 10%
1882-RETROBASE | Retrofit Base Adapts New Bollards to Most Existing Bolt Patterns. Fits all Bollards. Die Cast with Powdercoat Finish, Hardware Included. 11½˝ Dia. x 1½˝ H | 1, 22 | 139 | 148
Accessories: | Ships Separately, Field Installed | Note: | 5% | 10%
P17126 | Remote Programming Tool for P17125 |  | 80 | 85
Replacement Parts: | Ships Separately, Field Installed | Note: | 5% | 10%
P17125 | Internal Microwave Sensor with Dimming 120-277V Only. |  | 98 | 104
BOADP1 | Adapter Plate with Gaskets for Outlet Boxes. Fits Round Bollards. Die Cast with Bronze Powdercoat Finish. | 1, 22 | 19 | 20
Notes:
(1) Specify Color
(22) $150.00 Paint Set-up Fee for quantities under 5 pcs
LEDicated
1882 Lighting
Austin 15-D AmberLED Deck / Wall Mount
LED Model: | Description: | Note: | 5% | 10%
AUS15DOQF1X14UAM | Deck/Wall Mount - 360° 14w 120-277v Amber |  | 208 | 220
AUS15DTQF1X14UAM | Deck/Wall Mount with 120° Shield 14w 120-277v Amber |  | 238 | 253
AUS15DHQF1X14UAM | Deck/Wall Mount with 180° Shield 14w 120-277v Amber |  | 238 | 253
Lens: | Factory Installed | Note: | 5% | 10%
C | Clear UV-Stabilized Polycarbonate Vandal-Resistant Lens |  | NC | NC
Color: | Factory Installed | Note: | 5% | 10%
B | Black |  | NC | NC
Z | Bronze |  | NC | NC
C | Custom Paint Color | 22 | 85 | 85
Notes:
(22) $150.00 Paint Set-up Fee for quantities under 5 pcs
LEDicated
1882 Lighting
Austin 15-W AmberLED Full Cutoff Wall Sconce
LED Model: | Description: | Note: | 5% | 10%
AUS15WOQF1X14UAM | Full Cutoff Wall Sconce - 360° 14w 120-277v Amber | 1 | 271 | 288
AUS15WTQF1X14UAM | Full Cutoff Wall Sconce with 120° Shield 14w 120-277v Amber | 1 | 303 | 322
AUS15WHQF1X14UAM | Full Cutoff Wall Sconce with 180° Shield 14w 120-277v Amber | 1 | 303 | 322
Lens: | Factory Installed | Note: | 5% | 10%
C | Clear UV-Stabilized Polycarbonate VandalResistant Lens |  | NC | NC
Color: | Factory Installed | Note: | 5% | 10%
B | Black |  | NC | NC
Z | Bronze |  | NC | NC
C | Custom Paint Color | 22 | 85 | 85
Options: | Factory Installed | Note: | 5% | 10%
BU4 | Battery Backup, 90 Minutes | 70 | 300 | 318
BUC4 | Cold Start Battery Backup, -20°C, 90 Minutes (120-277v Only) | 70 | 370 | 392
Accessories: | Ships Separately, Field Installed | Note: | 5% | 10%
ACCHSG4 | Empty Die Cast Accessory Housing, Powdercoat Finish | 1, 22 | 96 | 102
Replacement Parts: | Ships Separately, Field Installed | Note: | 5% | 10%
3EBLX1055190A | Provides 90 Minutes of Backup Power (120-277v Only) |  | 192 | 204
3EBLX10T1555CPA | Cold Start Battery Backup, -20°C, 90 Minutes (120-277v Only) |  | 262 | 278
Notes:
(1) Specify Color
(22) $150.00 Paint Set-up Fee for quantities under 5 pcs
(70) EH Wall Mount Only
LEDicated
1882 Lighting
Austin 16 - AmberLED Stainless Steel Bollard
LED Model: | Description: | Note: | 5% | 10%
AUS16LQF1X15 | Round Dome Bollard with Louvers Type F 15w | 69 | 870 | 924
AUS16RLQF1X15 | Round Dome Bollard with LED Cone Reflector Type F 15w | 69 | 922 | 979
AUS16RWQF1X15 | Round Dome Bollard with White LED Cone Reflector Type F 15w | 69 | 896 | 952
Ballast: | Factory Installed | Note: | 5% | 10%
U | 120-277v |  | NC | NC
C | 347v |  | 11 | 12
Color Temp: | Factory Installed | Note: | 5% | 10%
AM | Amber |  | NC | NC
Lens: | Factory Installed | Note: | 5% | 10%
L | Replacement LumaLens Lens (AUS16RWQ Only) |  | 60 | 62
Color: | Factory Installed (Required) | Note: | 5% | 10%
SS | Stainless Steel Body |  | NC | NC
Options: | Factory Installed | Note: | 5% | 10%
SF | Single Fuse (120-277v Only) |  | 29 | 30
DF | Double Fuse (120-277v Only) |  | 58 | 62
SP | 120-277VAC 10KA Surge Suppressor |  | 25 | 27
SP2 | 120-277VAC 20KA Surge Suppressor |  | 49 | 52
SPH | 347-480VAC 10KA Surge Suppressor |  | 28 | 29
GF1 | Ground Fault Circuit Interrupt 15A, 120V |  | 191 | 203
GSB | 180° Glare Shield - Black |  | 50 | 53
GSZ | 180° Glare Shield - Bronze |  | 50 | 53
GSC | 180° Glare Shield - Custom Color, Consult Factory |  | 85 | 90
S5 | Microwave Sensor with Dimming 120-277V Only. |  | 113 | 119
BU | Battery Backup, 90 Minutes (120-277v Only) |  | 204 | 216
BUC | Cold Start Battery Backup, -20°C, 90 Minutes (120-277v Only) |  | 274 | 290
Mounting Accessories: | Ships Separately, Field Installed | Note: | 5% | 10%
BOLAN4 | Mounting Kit, includes Bracket & Three (3) 4˝ Zinc-plated Anchor Bolts |  | 19 | 20
BOLAN8 | Mounting Kit, includes Bracket & Three (3) 8˝ Zinc-plated Anchor Bolts |  | 32 | 34
BOLAN12 | Mounting Kit, includes Bracket & Three (3) 12˝ Zinc-plated Anchor Bolts |  | 46 | 49
BOLAN15 | Mounting Kit, includes Bracket & Three (3) 15˝ Zinc-plated Anchor Bolts |  | 52 | 55
1882-RETROBASE | Retrofit Base Adapts New Bollards to Most Existing Bolt Patterns. Fits all Bollards. Die Cast with Powdercoat Finish, Hardware Included. 11½˝ Dia. x 1½˝ H | 45 | 139 | 148
Accessories: | Ships Separately, Field Installed | Note: | 5% | 10%
P17126 | Remote Programming Tool for P17125 |  | 80 | 85
Replacement Parts: | Ships Separately, Field Installed | Note: | 5% | 10%
3EBLX1055190A | Provides 90 Minutes of Backup Power (120-277v Only) |  | 192 | 204
3EBLX10T1555CPA | Cold Start Battery Backup, -20°C, 90 Minutes (120-277v Only) |  | 262 | 278
P17125 | Internal Microwave Sensor with Dimming 120-277V Only. |  | 98 | 104
BOLPC | Replacement Polycarbonate Lens |  | 59 | 63
BOLPCLL | Replacement LumaLens Lens (AUS16RWQ Only) |  | 48 | 50
BORBASE | Die Cast Base Plate with Powdercoat Finish Over a Chromate Conversion Coating. |  | 29 | 30
BOADP1 | Adapter Plate with Gaskets for Outlet Boxes. Fits Round Bollards. Die Cast with Bronze Powdercoat Finish. |  | 19 | 20
Notes:
(45) Custom Color Fee: $30.00
(69) Includes Mounting kit with 8˝ zinc-plated anchor bolts
LEDicated
1882 Lighting
Austin 17 - AmberLED Round Dome Top Bollard
LED Model: | Description: | Note: | 5% | 10%
AUS17G3QF1X15 | Round Dome Bollard with IES Type III Glass Type F 15w | 1, 22, 69 | 466 | 495
AUS17G5QF1X15 | Round Dome Bollard with IES Type V Glass Type F 15w | 1, 22, 69 | 466 | 495
AUS17LQF1X15 | Round Dome Bollard with Louvers Type F 15w | 1, 22, 69 | 476 | 505
AUS17RLQF1X15 | Round Dome Bollard with LED Cone Reflector Type F 15w | 1, 22, 69 | 509 | 540
AUS17RWQF1X15 | Round Dome Bollard with White LED Cone Reflector Type F 15w | 1, 22, 69 | 480 | 510
Ballast: | Factory Installed | Note: | 5% | 10%
U | 120-277v |  | NC | NC
C | 347v |  | 11 | 12
Color Temp: | Factory Installed | Note: | 5% | 10%
AM | Amber |  | NC | NC
Lens: | Factory Installed | Note: | 5% | 10%
L | Replacement LumaLens Lens (AUS17RWQ Only) |  | 60 | 62
Color: | Factory Installed | Note: | 5% | 10%
Z | Bronze |  | NC | NC
B | Black |  | NC | NC
C | Custom Paint Color | 22 | 95 | 95
Height: | Factory Installed | Note: | 5% | 10%
Leave Blank | 42" Standard Height |  | NC | NC
36 | 36" Height |  | 65 | 65
30 | 30" Height |  | 65 | 65
Options: | Factory Installed | Note: | 5% | 10%
SF | Single Fuse (120-277v Only) |  | 29 | 30
DF | Double Fuse (120-277v Only) |  | 58 | 62
SP | 120-277VAC 10KA Surge Suppressor |  | 25 | 27
SP2 | 120-277VAC 20KA Surge Suppressor |  | 49 | 52
SPH | 347-480VAC 10KA Surge Suppressor |  | 28 | 29
GF1 | Ground Fault Circuit Interrupt 15A, 120V |  | 191 | 203
GSB | 180° Glare Shield - Black |  | 50 | 53
GSZ | 180° Glare Shield - Bronze |  | 50 | 53
GSC | 180° Glare Shield - Custom Color, Consult Factory |  | 85 | 90
S5 | Microwave Sensor with Dimming 120-277V Only. |  | 113 | 119
BU | Battery Backup, 90 Minutes (120-277v Only) |  | 204 | 216
BUC | Cold Start Battery Backup, -20°C, 90 Minutes (120-277v Only) |  | 274 | 290
Mounting Accessories: | Ships Separately, Field Installed | Note: | 5% | 10%
BOLAN4 | Mounting Kit, includes Bracket & Three (3) 4˝ Zinc-plated Anchor Bolts |  | 19 | 20
BOLAN8 | Mounting Kit, includes Bracket & Three (3) 8˝ Zinc-plated Anchor Bolts |  | 32 | 34
BOLAN12 | Mounting Kit, includes Bracket & Three (3) 12˝ Zinc-plated Anchor Bolts |  | 46 | 49
BOLAN15 | Mounting Kit, includes Bracket & Three (3) 15˝ Zinc-plated Anchor Bolts |  | 52 | 55
1882-RETROBASE | Retrofit Base Adapts New Bollards to Most Existing Bolt Patterns. Fits all Bollards. Die Cast with Powdercoat Finish, Hardware Included. 11½˝ Dia. x 1½˝ H | 1, 22, 45 | 139 | 148
Accessories: | Ships Separately, Field Installed | Note: | 5% | 10%
P17126 | Remote Programming Tool for P17125 |  | 80 | 85
Replacement Parts: | Ships Separately, Field Installed | Note: | 5% | 10%
3EBLX1055190A | Provides 90 Minutes of Backup Power (120-277v Only) |  | 192 | 204
3EBLX10T1555CPA | Cold Start Battery Backup, -20°C, 90 Minutes (120-277v Only) |  | 262 | 278
P17125 | Internal Microwave Sensor with Dimming 120-277V Only. |  | 98 | 104
BOLPC | Replacement Polycarbonate Lens |  | 59 | 63
BOLPCLL | Replacement LumaLens Lens (AUS17RWQ Only) |  | 48 | 50
BORBASE | Die Cast Base Plate with Powdercoat Finish Over a Chromate Conversion Coating. | 1, 22 | 29 | 30
BOADP1 | Adapter Plate with Gaskets for Outlet Boxes. Fits Round Bollards. Die Cast with Bronze Powdercoat Finish. |  | 19 | 20
Notes:
(1) Specify Color
(22) $150.00 Paint Set-up Fee for quantities under 5 pcs
(45) Custom Color Fee: $30.00
(69) Includes Mounting kit with 8˝ zinc-plated anchor bolts
LEDicated
1882 Lighting
Austin 18 - AmberLED Round Flat Top Bollard
LED Model: | Description: | Note: | 5% | 10%
AUS18FG3QF1X15 | Round Flat Top Bollard with IES Type III Glass Type F 15w | 1, 22, 69 | 480 | 510
AUS18FG5QF1X15 | Round Flat Top Bollard with IES Type V Glass Type F 15w | 1, 22, 69 | 480 | 510
AUS18FLQF1X15 | Round Flat Top Bollard with Louvers Type F 15w | 1, 22, 69 | 476 | 505
AUS18FRLQF1X15 | Round Flat Top Bollard with LED Cone Reflector Type F 15w | 1, 22, 69 | 508 | 539
AUS18FRWQF1X15 | Round Flat Top Bollard with White LED Cone Reflector Type F 15w | 1, 22, 69 | 479 | 509
Ballast: | Factory Installed | Note: | 5% | 10%
U | 120-277v |  | NC | NC
C | 347v |  | 11 | 12
Color Temp: | Factory Installed | Note: | 5% | 10%
AM | Amber |  | NC | NC
Lens: | Factory Installed | Note: | 5% | 10%
L | Replacement LumaLens Lens (AUS18FRWQ Only) |  | 60 | 62
Color: | Factory Installed | Note: | 5% | 10%
Z | Bronze |  | NC | NC
B | Black |  | NC | NC
C | Custom Paint Color | 22 | 95 | 95
Height: | Factory Installed | Note: | 5% | 10%
(Leave Blank) | 42" Standard Height |  | NC | NC
36 | 36" Height |  | 65 | 65
30 | 30" Height |  | 65 | 65
Options: | Factory Installed | Note: | 5% | 10%
SF | Single Fuse (120-277v Only) |  | 29 | 30
DF | Double Fuse (120-277v Only) |  | 58 | 62
SP | 120-277VAC 10KA Surge Suppressor |  | 25 | 27
SP2 | 120-277VAC 20KA Surge Suppressor |  | 49 | 52
SPH | 347-480VAC 10KA Surge Suppressor |  | 28 | 29
GF1 | Ground Fault Circuit Interrupt 15A, 120V |  | 191 | 203
GSB | 180° Glare Shield - Black |  | 50 | 53
GSZ | 180° Glare Shield - Bronze |  | 50 | 53
GSC | 180° Glare Shield - Custom Color, Consult Factory |  | 85 | 90
S5 | Microwave Sensor with Dimming 120-277V Only. |  | 113 | 119
BU | Battery Backup, 90 Minutes (120-277v Only) |  | 204 | 216
BUC | Cold Start Battery Backup, -20°C, 90 Minutes (120-277v Only) |  | 274 | 290
Mounting Accessories: | Ships Separately, Field Installed | Note: | 5% | 10%
BOLAN4 | Mounting Kit, includes Bracket & Three (3) 4˝ Zinc-plated Anchor Bolts |  | 19 | 20
BOLAN8 | Mounting Kit, includes Bracket & Three (3) 8˝ Zinc-plated Anchor Bolts |  | 32 | 34
BOLAN12 | Mounting Kit, includes Bracket & Three (3) 12˝ Zinc-plated Anchor Bolts |  | 46 | 49
BOLAN15 | Mounting Kit, includes Bracket & Three (3) 15˝ Zinc-plated Anchor Bolts |  | 52 | 55
1882-RETROBASE | Retrofit Base Adapts New Bollards to Most Existing Bolt Patterns. Fits all Bollards. Die Cast with Powdercoat Finish, Hardware Included. 11½˝ Dia. x 1½˝ H | 1, 22, 45 | 139 | 148
Accessories: | Ships Separately, Field Installed | Note: | 5% | 10%
P17126 | Remote Programming Tool for P17125 |  | 80 | 85
Replacement Parts: | Ships Separately, Field Installed | Note: | 5% | 10%
3EBLX1055190A | Provides 90 Minutes of Backup Power (120-277v Only) |  | 192 | 204
3EBLX10T1555CPA | Cold Start Battery Backup, -20°C, 90 Minutes (120-277v Only) |  | 262 | 278
P17125 | Internal Microwave Sensor with Dimming 120-277V Only. |  | 98 | 104
BOLPC | Replacement Polycarbonate Lens |  | 59 | 63
BOLPCLL | Replacement LumaLens Lens (AUS18FRWQ Only) |  | 48 | 50
BORBASE | Die Cast Base Plate with Powdercoat Finish Over a Chromate Conversion Coating. | 1, 22 | 29 | 30
BOADP1 | Adapter Plate with Gaskets for Outlet Boxes. Fits Round Bollards. Die Cast with Bronze Powdercoat Finish. |  | 19 | 20
Notes:
(1) Specify Color
(22) $150.00 Paint Set-up Fee for quantities under 5 pcs
(45) Custom Color Fee: $30.00
(69) Includes Mounting kit with 8˝ zinc-plated anchor bolts
LEDicated
1882 Lighting
Austin 19 - AmberLED Square Flat Top Bollard
LED Model: | Description: | Note: | 5% | 10%
AUS19G3QF1X15 | Square Flat Bollard with IES Type III Glass Type F 15w | 1, 22, 69 | 573 | 609
AUS19G5QF1X15 | Square Flat Bollard with IES Type V Glass Type F 15w | 1, 22, 69 | 573 | 609
AUS19LSQF1X15 | Square Flat Bollard with Square Louvers Type F | 1, 22, 69 | 593 | 630
AUS19RLQF1X15 | Square Flat Bollard with LED Cone Reflector Type F 15w | 1, 22, 69 | 593 | 630
AUS19RWQF1X15 | Square Flat Bollard with Soft Shine Low Glare White Cone Reflector Type F 15w | 1, 22, 69 | 611 | 649
Ballast: | Factory Installed | Note: | 5% | 10%
U | 120-277v |  | NC | NC
Color Temp: | Factory Installed | Note: | 5% | 10%
AM | Amber |  | NC | NC
Lens: | Factory Installed | Note: | 5% | 10%
L | Square LumaLens Vandal-Resistant Lens (AUS19RWQ Only) |  | 31 | 32
Color: | Factory Installed | Note: | 5% | 10%
Z | Bronze |  | NC | NC
B | Black |  | NC | NC
C | Custom Paint Color | 22 | 95 | 95
Height: | Factory Installed | Note: | 5% | 10%
Leave Blank | 42" Standard Height |  | NC | NC
36 | 36" Height |  | 65 | 65
30 | 30" Height |  | 65 | 65
Options: | Factory Installed | Note: | 5% | 10%
SF | Single Fuse (120-277v Only) |  | 29 | 30
DF | Double Fuse (120-277v Only) |  | 58 | 62
SP | 120-277VAC 10KA Surge Suppressor |  | 25 | 27
SP2 | 120-277VAC 20KA Surge Suppressor |  | 49 | 52
GF1 | Ground Fault Circuit Interrupt 15A, 120V |  | 191 | 203
PC3 | Button Photocell, 120-277VAC |  | 48 | 50
S5 | Microwave Sensor with Dimming 120-277V Only. |  | 113 | 119
BU | Battery Backup, 90 Minutes (120-277v Only) |  | 204 | 216
BUC | Cold Start Battery Backup, -20°C, 90 Minutes (120-277v Only) |  | 274 | 290
Mounting Accessories: | Ships Separately, Field Installed | Note: | 5% | 10%
BOLAN4 | Mounting Kit, includes Bracket & Three (3) 4˝ Zinc-plated Anchor Bolts |  | 19 | 20
BOLAN8 | Mounting Kit, includes Bracket & Three (3) 8˝ Zinc-plated Anchor Bolts |  | 32 | 34
BOLAN12 | Mounting Kit, includes Bracket & Three (3) 12˝ Zinc-plated Anchor Bolts |  | 46 | 49
BOLAN15 | Mounting Kit, includes Bracket & Three (3) 15˝ Zinc-plated Anchor Bolts |  | 52 | 55
1882-RETROBASE | Retrofit Base Adapts New Bollards to Most Existing Bolt Patterns. Fits all Bollards. Die Cast with Powdercoat Finish, Hardware Included. 11½˝ Dia. x 1½˝ H | 1, 22, 45 | 139 | 148
Accessories: | Ships Separately, Field Installed | Note: | 5% | 10%
P17126 | Remote Programming Tool for P17125 |  | 80 | 85
Replacement Parts: | Ships Separately, Field Installed | Note: | 5% | 10%
3EBLX1055190A | Provides 90 Minutes of Backup Power (120-277v Only) |  | 192 | 204
3EBLX10T1555CPA | Cold Start Battery Backup, -20°C, 90 Minutes (120-277v Only) |  | 262 | 278
P17125 | Internal Microwave Sensor with Dimming 120-277V Only. |  | 98 | 104
BOSPC | Replacement Square Polycarbonate Vandal-Resistant Lens |  | 57 | 60
BOSPCLL | Replacement Square LumaLens Vandal-Resistant Lens (AUS19RWQ Only) |  | 19 | 20
BOSBASEZ | Die Cast Base Plate with Powdercoat Finish Over a Chromate Conversion Coating. | 1, 22 | 19 | 20
Notes:
(1) Specify Color
(22) $150.00 Paint Set-up Fee for quantities under 5 pcs
(45) Custom Color Fee: $30.00
(69) Includes Mounting kit with 8˝ zinc-plated anchor bolts
LEDicated
1882 Lighting
Austin 24 - AmberLED Bollard
LED Model: | Description: | Note: | 5% | 10%
AUS24QF1X7UAM | AmberLED Austin Bollard, Contemporary Series Type F 7w 120-277v AMBER | 1 | 394 | 419
Lens: | Factory Installed | Note: | 5% | 10%
C | Clear UV-Stabilized Polycarbonate VandalResistant Lens |  | NC | NC
L | SoftLED LumaLens Opal UV-Stabilized Polycarbonate VandalResistant Lens |  | 29 | 30
Color: | Factory Installed | Note: | 5% | 10%
Z | Bronze |  | NC | NC
B | Black |  | NC | NC
C | Custom Paint Color | 22 | 95 | 95
Height: | Factory Installed | Note: | 5% | 10%
43-1/4 | Standard Height |  | NC | NC
36 | 36" Height | 63 | 65 | 65
30 | 30" Height | 63 | 65 | 65
C | Custom | 63 | 65 | 65
Options: | Factory Installed | Note: | 5% | 10%
SF | Single Fuse (120-277v Only) |  | 29 | 30
DF | Double Fuse (120-277v Only) |  | 58 | 62
SP | 120-277VAC 10KA Surge Suppressor |  | 25 | 27
SP2 | 120-277VAC 20KA Surge Suppressor |  | 49 | 52
Notes:
(1) Specify Color
(22) $150.00 Paint Set-up Fee for quantities under 5 pcs
(63) Consult factory. Minimum NEC requirements for wiring space and above ground level must be met.
LEDicated
1882 Lighting
Austin 25 - AmberLED Contemporary Bollard
LED Model: | Description: | Note: | 5% | 10%
AUS25QF1X18UAML | AmberLED Contemporary Bollard Type F 18w 120-277v AMBER Square LumaLens Vandal-Resistant Lens |  | 892 | 948
Color: | Factory Installed | Note: | 5% | 10%
B | Black |  | NC | NC
C | Custom Paint Color | 22 | 95 | 95
Height: | Factory Installed | Note: | 5% | 10%
(Leave Blank) | 40-1/8" Standard Height |  | NC | NC
30 | 30" Height |  | 65 | 65
Options: | Factory Installed | Note: | 5% | 10%
SF | Single Fuse (120-277v Only) |  | 29 | 30
DF | Double Fuse (120-277v Only) |  | 58 | 62
SP | 120-277VAC 10KA Surge Suppressor |  | 25 | 27
SP2 | 120-277VAC 20KA Surge Suppressor |  | 49 | 52
Mounting Accessories: | Ships Separately, Field Installed | Note: | 5% | 10%
1882-RETROBASE | Retrofit Base Adapts New Bollards to Most Existing Bolt Patterns. Fits all Bollards. Die Cast with Powdercoat Finish, Hardware Included. 11½˝ Dia. x 1½˝ H | 22 | 139 | 148
Notes:
(22) $150.00 Paint Set-up Fee for quantities under 5 pcs
LEDicated
1882 Lighting
Austin 52 AmberLED Side Light Bollard
LED Model: | Description: | Note: | 5% | 10%
AUS52QF1X17UAMC | AmberLED Side Light Bollard Type F (Asymmetric) 17w 120-277v Amber Clear Molded UV-Stabilized Polycarbonate Lens | 1, 22 | 1153 | 1225
Color: | Factory Installed | Note: | 5% | 10%
Z | Bronze |  | NC | NC
B | Black |  | NC | NC
P | Platinum |  | NC | NC
C | Custom Paint Color | 22 | 95 | 95
Options: | Factory Installed | Note: | 5% | 10%
SF | Single Fuse (120-277v Only) |  | 29 | 30
DF | Double Fuse (120-277v Only) |  | 58 | 62
SP | 120-277VAC 10KA Surge Suppressor |  | 25 | 27
SP2 | 120-277VAC 20KA Surge Suppressor |  | 49 | 52
GF1 | Ground Fault Circuit Interrupt 15A, 120V |  | 191 | 203
Mounting Accessories: | Ships Separately, Field Installed | Note: | 5% | 10%
1882-RETROBASE | Retrofit Base Adapts New Bollards to Most Existing Bolt Patterns. Fits all Bollards. Die Cast with Powdercoat Finish, Hardware Included. 11½˝ Dia. x 1½˝ H | 1, 22 | 139 | 148
Replacement Parts: | Ships Separately, Field Installed | Note: | 5% | 10%
BOADP1 | Adapter Plate with Gaskets for Outlet Boxes. Fits Round Bollards. Die Cast with Bronze Powdercoat Finish. |  | 19 | 20
Notes:
(1) Specify Color
(22) $150.00 Paint Set-up Fee for quantities under 5 pcs
LEDicated
1882 Lighting
Austin 7 - AmberLED Nautical Bollard
LED Model: | Description: | Note: | 5% | 10%
AUS7QC1X17UAMC | AmberLED Curve Bollard, Nautical Series Type C 17w 120-277v Clear Molded UV-Stabilized Polycarbonate Lens | 1, 22 | 1240 | 1317
Color: | Factory Installed | Note: | 5% | 10%
Z | Bronze |  | NC | NC
B | Black |  | NC | NC
C | Custom Paint Color | 22 | 95 | 95
Options: | Factory Installed | Note: | 5% | 10%
SF | Single Fuse (120-277v Only) |  | 29 | 30
DF | Double Fuse (120-277v Only) |  | 58 | 62
SP | 120-277VAC 10KA Surge Suppressor |  | 25 | 27
SP2 | 120-277VAC 20KA Surge Suppressor |  | 49 | 52
GF1 | Ground Fault Circuit Interrupt 15A, 120V |  | 191 | 203
Accessories: | Ships Separately, Field Installed | Note: | 5% | 10%
1882-RETROBASE | Retrofit Base Adapts New Bollards to Most Existing Bolt Patterns. Fits all Bollards. Die Cast with Powdercoat Finish, Hardware Included. 11½˝ Dia. x 1½˝ H | 1, 22 | 139 | 148
Replacement Parts: | Ships Separately, Field Installed | Note: | 5% | 10%
B9LFB | Lens Frame, Black Finish |  | 10 | 10
BOADP1 | Adapter Plate with Gaskets for Outlet Boxes. Fits Round Bollards. Die Cast with Bronze Powdercoat Finish. | 1, 22 | 19 | 20
Notes:
(1) Specify Color
(22) $150.00 Paint Set-up Fee for quantities under 5 pcs
LEDicated
1882 Lighting
Austin T51 AmberLED Light Column
LED Model: | Description: | Note: | 5% | 10%
AUST51QF1X39UAML | AmberLED Round Light Column Type F 39w 120-277v Amber SoftLED LumaLens Opal UV-Stabilized Polycarbonate Lens | 1 | 3052 | 3243
Color: | Factory Installed | Note: | 5% | 10%
B | Black |  | NC | NC
P | Platinum |  | NC | NC
Height: | Factory Installed | Note: | 5% | 10%
12 | 12' Standard Height |  | NC | NC
60 | 60" Height |  | 65 | 65
C | Custom Height of less than 8' (Consult Factory) |  | 65 | 65
Options: | Factory Installed | Note: | 5% | 10%
SF | Single Fuse (120-277v Only) |  | 29 | 30
DF | Double Fuse (120-277v Only) |  | 58 | 62
SP | 120-277VAC 10KA Surge Suppressor |  | 25 | 27
SP2 | 120-277VAC 20KA Surge Suppressor |  | 49 | 52
LBC | Less Base Cover |  | -438 | -465
Replacement Parts: | Ships Separately, Field Installed | Note: | 5% | 10%
PBR1 | Decorative Clamshell Base Cover, 16⅝˝ Diameter, Powdercoat Finish | 1 | 438 | 465
Notes:
(1) Specify Color
LEDicated
1882 Lighting
BAJA Astra ColorLED Up or Down Turbine LED Wall Cylinder
LED Model: | Description: | Note: | 5% | 10%
BAJRSAC31X20UAM | BAJA Down 70° 20w 120-277v AMBER COB | 1, 22 | 405 | 430
BAJRSUAC31X20UAM | BAJA Up 70° 20w 120-277v AMBER COB | 1, 22 | 405 | 430
BAJRSBC31X20UAM | BAJA Down 100° 20w 120-277v AMBER COB | 1, 22 | 405 | 430
BAJRSUBC31X20UAM | BAJA Up 100° 20w 120-277v AMBER COB | 1, 22 | 405 | 430
BAJRSDC31X20UAM | BAJA Down 30° 20w 120-277v AMBER COB | 1, 22 | 446 | 474
BAJRSUDC31X20UAM | BAJA Up 30° 20w 120-277v AMBER COB | 1, 22 | 446 | 474
Color: | Factory Installed | Note: | 5% | 10%
Z | Bronze |  | NC | NC
B | Black |  | NC | NC
C | Custom Paint Color | 22 | 85 | 85
Options: | Factory Installed | Note: | 5% | 10%
SF | Single Fuse (120-277v Only) |  | 29 | 30
DF | Double Fuse (120-277v Only) |  | 58 | 62
SP | 120-277VAC 10KA Surge Suppressor |  | 25 | 27
SP2 | 120-277VAC 20KA Surge Suppressor |  | 49 | 52
PC3 | Button Photocell, 120-277VAC |  | 48 | 50
BU | Battery Backup, 90 Minutes (120-277v Only) |  | 204 | 216
BUC | Cold Start Battery Backup, -20°C, 90 Minutes (120-277v Only) |  | 274 | 290
Replacement Parts: | Ships Separately, Field Installed | Note: | 5% | 10%
3EBLX1055190A | Provides 90 Minutes of Backup Power (120-277v Only) |  | 192 | 204
3EBLX10T1555CPA | Cold Start Battery Backup, -20°C, 90 Minutes (120-277v Only) |  | 262 | 278
P18103 | 120-277VAC Button Photocell |  | 38 | 40
Notes:
(1) Specify Color
(22) $150.00 Paint Set-up Fee for quantities under 5 pcs
LEDicated
1882 Lighting
Bermuda 30Q - AmberLED Wall Mount
LED Model: | Description: | Note: | 5% | 10%
BERM30QF1X22UAM | AmberLED Wall Mount Cutoff Luminaire Type F 22w 120-277v Amber |  | 368 | 390
Lens: | Factory Installed | Note: | 5% | 10%
C | Clear Molded UV-Stabilized Polycarbonate Lens |  | NC | NC
L | SoftLED LumaLens Opal UV-Stabilized Polycarbonate Array Lens |  | 40 | 41
Color: | Factory Installed | Note: | 5% | 10%
Z | Bronze |  | NC | NC
C | Custom Paint Color | 22 | 85 | 85
Options: | Factory Installed | Note: | 5% | 10%
SF | Single Fuse (120-277v Only) |  | 29 | 30
DF | Double Fuse (120-277v Only) |  | 58 | 62
SP | 120-277VAC 10KA Surge Suppressor |  | 25 | 27
SP2 | 120-277VAC 20KA Surge Suppressor |  | 49 | 52
PC3 | Button Photocell, 120-277VAC |  | 48 | 50
S2 | Microwave Sensor with Dimming, 120-277V Only. |  | 85 | 89
BU | Battery Backup, 90 Minutes (120-277v Only) |  | 204 | 216
BUC | Cold Start Battery Backup, -20°C, 90 Minutes (120-277v Only) |  | 274 | 290
Replacement Parts: | Ships Separately, Field Installed | Note: | 5% | 10%
3EBLX1055190A | Provides 90 Minutes of Backup Power (120-277v Only) |  | 192 | 204
3EBLX10T1555CPA | Cold Start Battery Backup, -20°C, 90 Minutes (120-277v Only) |  | 262 | 278
P17117 | Internal Microwave Sensor with Dimming, 120-277V Only. |  | 70 | 74
P18103 | 120-277VAC Button Photocell |  | 38 | 40
Notes:
(22) $150.00 Paint Set-up Fee for quantities under 5 pcs
LEDicated
1882 Lighting
Columbia AmberLED Bollard
LED Model: | Description: | Note: | 5% | 10%
CLMB12QB1X19UAM | AmberLED Small Columbia Bollard Type B 19w 120-277v AMBER |  | 1156 | 1228
CLMB12QC1X19UAM | AmberLED Small Columbia Bollard Type C 19w 120-277v AMBER |  | 1156 | 1228
CLMB12QD1X19UAM | AmberLED Small Columbia Bollard Type D 19w 120-277v AMBER |  | 1156 | 1228
CLMB12QF1X19UAM | AmberLED Small Columbia Bollard Type F 19w 120-277v AMBER |  | 1156 | 1228
Lens: | Factory Installed | Note: | 5% | 10%
C | Clear UV-Stabilized Polycarbonate Array Lens |  | NC | NC
Color: | Factory Installed | Note: | 5% | 10%
B | Black |  | NC | NC
C | Custom Paint Color | 22 | 115 | 115
Options: | Factory Installed | Note: | 5% | 10%
SF | Single Fuse (120-277v Only) |  | 29 | 30
DF | Double Fuse (120-277v Only) |  | 58 | 62
SP | 120-277VAC 10KA Surge Suppressor |  | 25 | 27
SP2 | 120-277VAC 20KA Surge Suppressor |  | 49 | 52
GF1 | Ground Fault Circuit Interrupt 15A, 120V |  | 191 | 203
S5 | Microwave Sensor with Dimming 120-277V Only. |  | 113 | 119
BU | Battery Backup, 90 Minutes (19w, 36w, 53w Only) |  | 204 | 216
BUC | Cold Start Battery Backup, -20°C, 90 Minutes (120-277v Only) (19w, 36w, 53w Only) |  | 274 | 290
Accessories: | Ships Separately, Field Installed | Note: | 5% | 10%
1882-RETROBASE | Retrofit Base Adapts New Bollards to Most Existing Bolt Patterns. Fits all Bollards. Die Cast with Powdercoat Finish, Hardware Included. 11½˝ Dia. x 1½˝ H |  | 139 | 148
Accessories: | Ships Separately, Field Installed | Note: | 5% | 10%
P17126 | Remote Programming Tool for P17125 |  | 80 | 85
Replacement Parts: | Ships Separately, Field Installed | Note: | 5% | 10%
P17125 | Internal Microwave Sensor with Dimming 120-277V Only. |  | 98 | 104
BOADP1 | Adapter Plate with Gaskets for Outlet Boxes. Fits Round Bollards. Die Cast with Bronze Powdercoat Finish. |  | 19 | 20
3EBLX1055190A | Provides 90 Minutes of Backup Power (120-277v Only) |  | 192 | 204
3EBLX10T1555CPA | Cold Start Battery Backup, -20°C, 90 Minutes (120-277v Only) |  | 262 | 278
Notes:
(22) $150.00 Paint Set-up Fee for quantities under 5 pcs
LEDicated
1882 Lighting
Columbia 12 AmberLED Post Top
LED Model: | Description: | Note: | 5% | 10%
CLM12QB1X19*AM | AmberLED Small Columbia Post Top Type B 19w Amber |  | 935 | 993
CLM12QC1X19*AM | AmberLED Small Columbia Post Top Type C 19w Amber |  | 935 | 993
CLM12QD1X19*AM | AmberLED Small Columbia Post Top Type D 19w Amber |  | 935 | 993
CLM12QF1X19*AM | AmberLED Small Columbia Post Top Type F 19w Amber |  | 935 | 993
CLMWS12QB1X19*AM | AmberLED Small Wall Mount Columbia Type B 19w Amber |  | 1285 | 1365
CLMWS12QC1X19*AM | AmberLED Small Wall Mount Columbia Type C 19w Amber |  | 1285 | 1365
CLMWS12QD1X19*AM | AmberLED Small Wall Mount Columbia Type D 19w Amber |  | 1285 | 1365
CLMWS12QF1X19*AM | AmberLED Small Wall Mount Columbia Type F 19w Amber |  | 1285 | 1365
CLMP12QB1X19*AM | AmberLED Small Pendant Mount Columbia Type B 19w Amber |  | 1063 | 1129
CLMP12QC1X19*AM | AmberLED Small Pendant Mount Columbia Type C 19w Amber |  | 1063 | 1129
CLMP12QD1X19*AM | AmberLED Small Pendant Mount Columbia Type D 19w Amber |  | 1063 | 1129
CLMP12QF1X19*AM | AmberLED Small Pendant Mount Columbia Type F 19w Amber |  | 1063 | 1129
*Ballast: | Factory Installed | Note: | 5% | 10%
U | 120-277v |  | NC | NC
H | 347-480v |  | TBD | TBD
Ballast: | Factory Installed | Note: | 5% | 10%
C | Clear UV-Stabilized Polycarbonate Vandal Resistant Lens |  | NC | NC
Color: | Factory Installed | Note: | 5% | 10%
B | Black |  | NC | NC
C | Custom Paint Color | 22 | 115 | 115
Options: | Factory Installed | Note: | 5% | 10%
SF | Single Fuse (120-277v Only) |  | 29 | 30
DF | Double Fuse (120-277v Only) |  | 58 | 62
SP | 120-277VAC 10KA Surge Suppressor |  | 25 | 27
SP2 | 120-277VAC 20KA Surge Suppressor |  | 49 | 52
SPH | 347-480VAC 10KA Surge Suppressor |  | 28 | 29
R3 | 3-Pin Twist Lock Photocell Receptacle |  | 32 | 33
R5 | 5-Pin Twist Lock Photocell Receptacle |  | 40 | 42
R7 | 7-Pin ANSI C136.41—2013 Twist Lock Photocell Receptacle |  | 43 | 45
S5 | Microwave Sensor with Dimming 120-277V Only. |  | 113 | 119
P2AB | PSRTN Tenon Adaptor, Black |  | 46 | 48
P2AC | PSRTN Tenon Adaptor, Custom Color (Consult Factory) |  | 66 | 68
BU | Battery Backup, 90 Minutes (19w, 36w, 53w Only) |  | 204 | 216
BUC | Cold Start Battery Backup, -20°C, 90 Minutes (120-277v Only) (19w, 36w, 53w Only) |  | 274 | 290
Mounting Accessories: | Ships Separately, Field Installed | Note: | 5% | 10%
PSRTN | Retrofit Tenon Adaptor, Die Cast with Powdercoat Finish, Hardware Included. Converts a 2-3/8” x 4” Pole Tenon to a 2-7/8” x 3” Tenon |  | 36 | 38
Accessories: | Ships Separately, Field Installed | Note: | 5% | 10%
P18131 | Twist Lock Non-Shorting (Open) Cap Disconnects Service to Fixture for Temporary or Permanent Disabling (Fixture Always Off). IP65, 480V Maximum |  | 29 | 30
P18132 | Twist Lock Shorting Cap Provides Fixed Service to Fixture (Fixture Always on). IP65, Rated Load 7200w Tungsten |  | 13 | 14
P18140 | 110-120VAC Instant Twist Lock Photocell |  | 22 | 23
P18152 | 277VAC Time Delay Twist Lock Photocell |  | 22 | 23
P18156 | 120-277VAC Universal Twist Lock Photocell |  | 28 | 29
P18157 | 480VAC Twist Lock Photocell |  | 49 | 52
P17125 | Remote Programming Tool for P17125 |  | 80 | 85
Replacement Parts: | Ships Separately, Field Installed | Note: | 5% | 10%
PK3415Z | Pendant Mount Kit Includes Top & Bottom Cover, Brackets, ¾" Dia X 15" L Downrod, and Hardware. Powdercoat Finish |  | 42 | 44
P17125 | Internal Microwave Sensor with Dimming 120-277V Only. |  | 98 | 104
3EBLX1055190A | Provides 90 Minutes of Backup Power (120-277v Only) |  | 192 | 204
3EBLX10T1555CPA | Cold Start Battery Backup, -20°C, 90 Minutes (120-277v Only) |  | 262 | 278
Notes:
(22) $150.00 Paint Set-up Fee for quantities under 5 pcs
LEDicated
1882 Lighting
Homestead AmberLED Post Top / Wall / Pendant Mount
LED Model: | Description: | Note: | 5% | 10%
HMS20Q*1X39 | AmberLED Homestead Post Top 39w |  | 646 | 687
HMSWS20Q*1X39 | AmberLED Wall Mount Homestead 39w |  | 869 | 923
HMSP20Q*1X39 | AmberLED Pendant Mount Homestead (15" Pendant) 39w |  | 728 | 773
*CCT: | Factory Installed | Note: | 5% | 10%
B | Type B Array |  | NC | NC
C | Type C Array |  | NC | NC
D | Type D Array |  | NC | NC
F | Type F Array |  | NC | NC
Ballast: | Factory Installed | Note: | 5% | 10%
U | 120-277v |  | NC | NC
H | 347-480v |  | 88 | 93
Color Temp: | Factory Installed | Note: | 5% | 10%
AM | Amber |  | NC | NC
Lens: | Factory Installed | Note: | 5% | 10%
O | Open Frame Full Cutoff Optics |  | NC | NC
L | SoftLED LumaLens Opal UV-Stabilized Polycarbonate Lens | 21 | 94 | 99
Color: | Factory Installed | Note: | 5% | 10%
B | Black |  | NC | NC
C | Custom Paint Color | 22 | 105 | 105
Options: | Factory Installed | Note: | 5% | 10%
SF | Single Fuse (120-277v Only) |  | 29 | 30
DF | Double Fuse (120-277v Only) |  | 58 | 62
SP | 120-277VAC 10KA Surge Suppressor |  | 25 | 27
SP2 | 120-277VAC 20KA Surge Suppressor |  | 49 | 52
SPH | 347-480VAC 10KA Surge Suppressor |  | 28 | 29
R3 | 3-Pin Twist Lock Photocell Receptacle |  | 32 | 33
R5 | 5-Pin Twist Lock Photocell Receptacle |  | 40 | 42
R7 | 7-Pin ANSI C136.41—2013 Twist Lock Photocell Receptacle |  | 43 | 45
S5 | Microwave Sensor with Dimming 120-277V Only. |  | 113 | 119
P2AB | PSRTN Tenon Adaptor, Black |  | 46 | 48
P2AC | PSRTN Tenon Adaptor, Custom Color (Consult Factory) |  | 66 | 68
BU | Battery Backup, 90 Minutes (19w, 36w, 53w Only) |  | 204 | 216
BUC | Cold Start Battery Backup, -20°C, 90 Minutes (120-277v Only) (19w, 36w, 53w Only) |  | 274 | 290
Mounting Accessories: | Ships Separately, Field Installed | Note: | 5% | 10%
PSRTN | Retrofit Tenon Adaptor, Die Cast with Powdercoat Finish, Hardware Included. Converts a 2-3/8” x 4” Pole Tenon to a 2-7/8” x 3” Tenon |  | 36 | 38
Accessories: | Ships Separately, Field Installed | Note: | 5% | 10%
P18131 | Twist Lock Non-Shorting (Open) Cap Disconnects Service to Fixture for Temporary or Permanent Disabling (Fixture Always Off). IP65, 480V Maximum |  | 29 | 30
P18132 | Twist Lock Shorting Cap Provides Fixed Service to Fixture (Fixture Always on). IP65, Rated Load 7200w Tungsten |  | 13 | 14
P18140 | 110-120VAC Instant Twist Lock Photocell |  | 22 | 23
P18152 | 277VAC Time Delay Twist Lock Photocell |  | 22 | 23
P18156 | 120-277VAC Universal Twist Lock Photocell |  | 28 | 29
P18157 | 480VAC Twist Lock Photocell |  | 49 | 52
P17126 | Remote Programming Tool for P17125 |  | 80 | 85
Replacement Parts: | Ships Separately, Field Installed | Note: | 5% | 10%
HR20PCLL | SoftLED LumaLens Opal UV-Stabilized Polycarbonate Vandal-Resistant Lens |  | 82 | 87
PK3415Z | Pendant Mount Kit Includes Top & Bottom Cover, Brackets, ¾" Dia X 15" L Downrod, and Hardware. Powdercoat Finish |  | 42 | 44
P17125 | Internal Microwave Sensor with Dimming 120-277V Only. |  | 98 | 104
Notes:
(21) For "F" Option Only
(22) $150.00 Paint Set-up Fee for quantities under 5 pcs
LEDicated
1882 Lighting
MARI10PT AmberLED Maritime Post Top
LED Model: | Description: | Note: | 5% | 10%
MARI10PT*1X19 | MARI10PT *(Type B, C, D, F) 19w |  | 672 | 715
Ballast: | Factory Installed | Note: | 5% | 10%
U | 120-277v |  | NC | NC
C | 347v |  | 11 | 12
Color Temp: | Factory Installed | Note: | 5% | 10%
AM | Amber |  | NC | NC
Lens: | Factory Installed | Note: | 5% | 10%
C | Clear UV-Stabilized Polycarbonate Vandal-Resistant Lens |  | NC | NC
L | SoftLED LumaLens Opal UV-Stabilized Polycarbonate Vandal-Resistant Lens | 21 | 64 | 67
Color: | Factory Installed | Note: | 5% | 10%
B | Black |  | NC | NC
C | Custom Paint Color | 22 | 85 | 85
Options: | Factory Installed | Note: | 5% | 10%
SF | Single Fuse (120-277v Only) |  | 29 | 30
DF | Double Fuse (120-277v Only) |  | 58 | 62
SP | 120-277VAC 10KA Surge Suppressor |  | 25 | 27
SP2 | 120-277VAC 20KA Surge Suppressor |  | 49 | 52
SPH | 347-480VAC 10KA Surge Suppressor |  | 28 | 29
PC3 | Button Photocell, 120-277VAC |  | 48 | 50
P2AB | PSRTN Tenon Adaptor, Black |  | 46 | 48
P2AC | PSRTN Tenon Adaptor, Custom Color (Consult Factory) |  | 66 | 68
Mounting Accessories: | Ships Separately, Field Installed | Note: | 5% | 10%
PSRTN | Retrofit Tenon Adaptor, Die Cast with Powdercoat Finish, Hardware Included. Converts a 2-3/8” x 4” Pole Tenon to a 2-7/8” x 3” Tenon |  | 36 | 38
Replacement Parts: | Ships Separately, Field Installed | Note: | 5% | 10%
P18103 | 120-277VAC Button Photocell |  | 38 | 40
Notes:
(21) For "F" Option Only
(22) $150.00 Paint Set-up Fee for quantities under 5 pcs
LEDicated
1882 Lighting
MARIQ AmberLED Maritime Bollard
LED Model: | Description: | Note: | 5% | 10%
MARIQF1X19 | AmberLED Maritime Bollard Type F 19w |  | 1583 | 1682
Ballast: | Factory Installed | Note: | 5% | 10%
U | 120-277v |  | NC | NC
C | 347v |  | 11 | 12
Color Temp: | Factory Installed | Note: | 5% | 10%
AM | Amber |  | NC | NC
Lens: | Factory Installed | Note: | 5% | 10%
C | Clear UV-Stabilized Polycarbonate Array Lens |  | NC | NC
L | SoftLED LumaLens Opal UV-Stabilized Polycarbonate Vandal-Resistant Lens | 21 | 64 | 67
Color: | Factory Installed | Note: | 5% | 10%
B | Black |  | NC | NC
C | Custom Paint Color | 22 | 105 | 105
Options: | Factory Installed | Note: | 5% | 10%
SF | Single Fuse (120-277v Only) |  | 29 | 30
DF | Double Fuse (120-277v Only) |  | 58 | 62
SP | 120-277VAC 10KA Surge Suppressor |  | 25 | 27
SP2 | 120-277VAC 20KA Surge Suppressor |  | 49 | 52
SPH | 347-480VAC 10KA Surge Suppressor |  | 28 | 29
BU | Battery Backup, 90 Minutes (120-277v Only) |  | 204 | 216
BUC | Cold Start Battery Backup, -20°C, 90 Minutes (120-277v Only) |  | 274 | 290
Mounting Accessories: | Ships Separately, Field Installed | Note: | 5% | 10%
BOLAN4 | Mounting Kit, includes Bracket & Three (3) 4˝ Zinc-plated Anchor Bolts |  | 19 | 20
BOLAN8 | Mounting Kit, includes Bracket & Three (3) 8˝ Zinc-plated Anchor Bolts |  | 32 | 34
BOLAN12 | Mounting Kit, includes Bracket & Three (3) 12˝ Zinc-plated Anchor Bolts |  | 46 | 49
BOLAN15 | Mounting Kit, includes Bracket & Three (3) 15˝ Zinc-plated Anchor Bolts |  | 52 | 55
1882-RETROBASE | Retrofit Base Adapts New Bollards to Most Existing Bolt Patterns. Fits all Bollards. Die Cast with Powdercoat Finish, Hardware Included. 11½˝ Dia. x 1½˝ H |  | 139 | 148
Replacement Parts: | Ships Separately, Field Installed | Note: | 5% | 10%
BORBASE | Die Cast Base Plate with Powdercoat Finish Over a Chromate Conversion Coating. Fits AUS11. |  | 29 | 30
Notes:
(21) For "F" Option Only
(22) $150.00 Paint Set-up Fee for quantities under 5 pcs
LEDicated
1882 Lighting
Nova 10 AmberLED Step Light
LED Model: | Description: | Note: | 5% | 10%
NOVA10F1X4120AM | LED Step Light Type F 4w 120v Amber |  | 65 | 69
Color: | Factory Installed | Note: | 5% | 10%
Z | Bronze |  | NC | NC
B | Black |  | NC | NC
W | White |  | NC | NC
C | Custom Paint Color |  | 30 | 30
Notes:
LEDicated
1882 Lighting
Orbit12 - AmberLED Small Full Cutoff Wall Pack
LED Model: | Description: | Note: | 5% | 10%
ORB12F1X22 | AmberLED Small Full Cutoff Wall Pack Type F 22w |  | 238 | 253
Ballast: | Factory Installed | Note: | 5% | 10%
U | 120-277v |  | NC | NC
H | 347-480v |  | 35 | 37
Color Temp: | Factory Installed | Note: | 5% | 10%
AM | Amber |  | NC | NC
Lens: | Factory Installed | Note: | 5% | 10%
C | Clear Flat Glass Lens |  | NC | NC
Color: | Factory Installed | Note: | 5% | 10%
Z | Bronze |  | NC | NC
C | Custom Paint Color | 22 | 80 | 80
Options: | Factory Installed | Note: | 5% | 10%
SF | Single Fuse (120-277v Only) |  | 29 | 30
DF | Double Fuse (120-277v Only) |  | 58 | 62
SP | 120-277VAC 10KA Surge Suppressor |  | 25 | 27
SP2 | 120-277VAC 20KA Surge Suppressor |  | 49 | 52
SPH | 347-480VAC 10KA Surge Suppressor |  | 28 | 29
BU | Battery Backup, 90 Minutes (120-277v Only) |  | 204 | 216
BUC | Cold Start Battery Backup, -20°C, 90 Minutes (120-277v Only) |  | 274 | 290
PC3 | Button Photocell, 120-277VAC |  | 48 | 50
P10 | Pencil Photocell, 120VAC |  | 34 | 35
P12 | Pencil Photocell, 277VAC |  | 34 | 35
P14 | Pencil Photocell, 120-277VAC |  | 43 | 45
P20 | Swivel Photocell, 120VAC |  | 34 | 35
P22 | Swivel Photocell, 208-277VAC |  | 34 | 35
Accessories: | Ships Separately, Field Installed | Note: | 5% | 10%
WPC12BFZ | Baffle, Aluminum with Bronze Powdercoat Finish |  | 104 | 110
Replacement Parts: | Ships Separately, Field Installed | Note: | 5% | 10%
3EBLX1055190A | Provides 90 Minutes of Backup Power (120-277v Only) |  | 192 | 204
3EBLX10T1555CPA | Cold Start Battery Backup, -20°C, 90 Minutes (120-277v Only) |  | 262 | 278
P18110 | 110-130V 120VAC Pencil Photocell (120-277v Only) |  | 24 | 25
P18112 | 208-277V 240VAC Pencil Photocell (120-277v Only) |  | 24 | 25
P18114 | 120-277V, Pencil Photocell (120-277v Only) |  | 33 | 35
P18120 | 110-130V, 120VAC Swivel Photocell (120-277v Only) |  | 24 | 25
P18122 | 208-277V, 240VAC Swivel Photocell (120-277v Only) |  | 24 | 25
Notes:
(22) $150.00 Paint Set-up Fee for quantities under 5 pcs
LEDicated
1882 Lighting
Orbit15 - AmberLED Small Full Cutoff Wall Pack
LED Model: | Description: | Note: | 5% | 10%
ORB15F1X37 | AmberLED Orbit Medium Full Cutoff Wall Pack Type F 37w |  | 316 | 335
Ballast: | Factory Installed | Note: | 5% | 10%
U | 120-277v |  | NC | NC
H | 347-480v |  | TBD | TBD
Color Temp: | Factory Installed | Note: | 5% | 10%
AM | Amber |  | NC | NC
Lens: | Factory Installed | Note: | 5% | 10%
C | Clear Flat Glass Lens |  | NC | NC
P | Clear Flat Prismatic Glass Lens |  | 37 | 39
Color: | Factory Installed | Note: | 5% | 10%
Z | Bronze |  | NC | NC
C | Custom Paint Color | 22 | 95 | 95
Options: | Factory Installed | Note: | 5% | 10%
SF | Single Fuse (120-277v Only) |  | 29 | 30
DF | Double Fuse (120-277v Only) |  | 58 | 62
SP | 120-277VAC 10KA Surge Suppressor |  | 25 | 27
SP2 | 120-277VAC 20KA Surge Suppressor |  | 49 | 52
BU | Battery Backup, 90 Minutes (120-277v Only) |  | 204 | 216
BUC | Cold Start Battery Backup, -20°C, 90 Minutes (120-277v Only) |  | 274 | 290
PC3 | Button Photocell, 120-277VAC |  | 48 | 50
Accessories: | Ships Separately, Field Installed | Note: | 5% | 10%
WPC15LG | Clear UV-Stabilized Polycarbonate Vandal-Resistant Guard, Includes Hardware. |  | 36 | 38
WPC15WG | Wire Guard, Stainless Steel Construction, Includes Hardware. |  | 31 | 33
WPC15BFZ | Baffle, Aluminum with Bronze Powdercoat Finish |  | 110 | 117
Replacement Parts: | Ships Separately, Field Installed | Note: | 5% | 10%
3EBLX1055190A | Provides 90 Minutes of Backup Power (120-277v Only) |  | 192 | 204
3EBLX10T1555CPA | Cold Start Battery Backup, -20°C, 90 Minutes (120-277v Only) |  | 262 | 278
P17117 | Internal Microwave Sensor with Dimming, 120-277V Only. |  | 70 | 74
P17123 | Internal Microwave On/Off Motion Sensor – NO DIMMING, 120-277V Only. |  | 44 | 47
P18103 | 120-277VAC Button Photocell |  | 38 | 40
WPC15GLC | Tempered Clear Flat Glass Lens |  | 13 | 14
WPC15GLP | Tempered Prismatic Flat Glass Lens |  | 25 | 27
Notes:
(22) $150.00 Paint Set-up Fee for quantities under 5 pcs
LEDicated
1882 Lighting
Pump 16 AmberLED Recessed Gas Station Canopy
LED Model: | Description: | Note: | 5% | 10%
PMP16QF1X112 | AmberLED 16” Recessed Gas Station Canopy Type F 112w |  | 660 | 702
Ballast: | Factory Installed | Note: | 5% | 10%
U | 120-277v |  | NC | NC
Color Temp: | Factory Installed | Note: | 5% | 10%
AM | Amber |  | NC | NC
Lens: | Factory Installed | Note: | 5% | 10%
C | Clear UV-Stabilized Polycarbonate Array Lens |  | NC | NC
Color: | Factory Installed | Note: | 5% | 10%
W | White |  | NC | NC
C | Custom Paint Color | 22 | 85 | 85
Options: | Factory Installed | Note: | 5% | 10%
SF | Single Fuse (120-277v Only) |  | 29 | 30
DF | Double Fuse (120-277v Only) |  | 58 | 62
SP | 120-277VAC 10KA Surge Suppressor |  | 25 | 27
SP2 | 120-277VAC 20KA Surge Suppressor |  | 49 | 52
Notes:
(22) $150.00 Paint Set-up Fee for quantities under 5 pcs
LEDicated
1882 Lighting
PWB5 AmberLED Low Profile Pathway Bollard
LED Model: | Description: | Note: | 5% | 10%
PWB5OQF1X14UAM | Low Profile Pathway Bollard - 360° 14w 120-277v Amber |  | 432 | 459
PWB5TQF1X14UAM | Low Profile Pathway Bollard with 120° Shield 14w 120-277v Ambe |  | 477 | 507
PWB5HQF1X14UAM | Low Profile Pathway Bollard with 180° Shield 14w 120-277v Amber |  | 477 | 507
Lens: | Factory Installed | Note: | 5% | 10%
C | Clear UV-Stabilized Polycarbonate VandalResistant Lens |  | NC | NC
Color: | Factory Installed | Note: | 5% | 10%
B | Black |  | NC | NC
Z | Bronze |  | NC | NC
C | Custom Paint Color | 22 | 85 | 85
Height: | Factory Installed | Note: | 5% | 10%
10 | 10" |  | NC | NC
C | Custom | 63 | 65 | 65
Options: | Factory Installed | Note: | 5% | 10%
SF | Single Fuse (120-277v Only) |  | 29 | 30
DF | Double Fuse (120-277v Only) |  | 58 | 62
SP | 120-277VAC 10KA Surge Suppressor |  | 25 | 27
SP2 | 120-277VAC 20KA Surge Suppressor |  | 49 | 52
Notes:
(1) Specify Color
(63) Consult factory. Minimum NEC requirements for wiring space and above ground level must be met.
(22) $150.00 Paint Set-up Fee for quantities under 5 pcs
LEDicated
1882 Lighting
PWB24 AmberLED Low Profile Pathway Bollard
LED Model: | Description: | Note: | 5% | 10%
PWB24QF1X12UAM | AmberLED Low Profile Pathway Bollard, Contemporary Series Type F 12w 120-277v Amber | 1 | 393 | 418
Lens: | Factory Installed | Note: | 5% | 10%
C | Clear UV-Stabilized Polycarbonate VandalResistant Lens |  | NC | NC
L | SoftLED LumaLens Opal UV-Stabilized Polycarbonate VandalResistant Lens |  | 29 | 30
Color: | Factory Installed | Note: | 5% | 10%
Z | Bronze |  | NC | NC
B | Black |  | NC | NC
C | Custom Paint Color | 22 | 95 | 95
Height: | Factory Installed | Note: | 5% | 10%
15 | 15" Standard Height |  | NC | NC
C | Custom | 63 | 65 | 65
Options: | Factory Installed | Note: | 5% | 10%
SF | Single Fuse (120-277v Only) |  | 29 | 30
DF | Double Fuse (120-277v Only) |  | 58 | 62
SP | 120-277VAC 10KA Surge Suppressor |  | 25 | 27
SP2 | 120-277VAC 20KA Surge Suppressor |  | 49 | 52
Notes:
(1) Specify Color
(22) $150.00 Paint Set-up Fee for quantities under 5 pcs
(63) Consult factory. Minimum NEC requirements for wiring space and above ground level must be met.
LEDicated
1882 Lighting
PWB52 AmberLED Low Profile Side Light Pathway Bollard
LED Model: | Description: | Note: | 5% | 10%
PWB52QF1X17UAM | AmberLED Low Profile Side Light Pathway Bollard Type F (Asymmetric) 17w 120-277v Amber Clear Molded UV-Stabilized Polycarbonate Lens | 1, 22 | 1019 | 1083
Color: | Factory Installed | Note: | 5% | 10%
Z | Bronze |  | NC | NC
B | Black |  | NC | NC
P | Platinum |  | NC | NC
C | Custom Paint Color | 22 | 75 | 75
Options: | Factory Installed | Note: | 5% | 10%
SF | Single Fuse (120-277v Only) |  | 29 | 30
DF | Double Fuse (120-277v Only) |  | 58 | 62
SP | 120-277VAC 10KA Surge Suppressor |  | 25 | 27
SP2 | 120-277VAC 20KA Surge Suppressor |  | 49 | 52
Notes:
(1) Specify Color
(22) $150.00 Paint Set-up Fee for quantities under 5 pcs
LEDicated
1882 Lighting
PWP5 AmberLED Path Light
LED Model: | Description: | Note: | 5% | 10%
PWP5OQF1X14UAM | Path Light - 360° 14w 120-277v Amber |  | 238 | 253
PWP5TQF1X14UAM | Path Light with 120° Shield 14w 120-277v Amber |  | 271 | 288
PWP5HQF1X14UAM | Path Light with 180° Shield 14w 120-277v Amber |  | 271 | 288
Lens: | Factory Installed | Note: | 5% | 10%
C | Clear UV-Stabilized Polycarbonate VandalResistant Lens |  | NC | NC
Color: | Factory Installed | Note: | 5% | 10%
B | Black |  | NC | NC
Z | Bronze |  | NC | NC
C | Custom Paint Color | 22 | 85 | 85
Mounting Accessories: | Ships Separately, Field Installed | Note: | 5% | 10%
FLSTK | Heavy Duty Ground Stake, Built-in Wiring Compartment with ½" NPS Threaded Fitting, Black Plastic. |  | 38 | 40
Notes:
(22) $150.00 Paint Set-up Fee for quantities under 5 pcs
LEDicated
1882 Lighting
Riley 70RD AmberLED Open Small Round Post Top
LED Model: | Description: | Note: | 5% | 10%
RLY70QF1X46 | AmberLED Riley Open Small Round Post Top Type F 46w | 1, 22 | 736 | 782
RLY70QF1X78 | AmberLED Riley Open Small Round Post Top Type F 78w | 1, 22 | 850 | 903
Ballast: | Factory Installed | Note: | 5% | 10%
U | 120-277v |  | NC | NC
Color Temp: | Factory Installed | Note: | 5% | 10%
AM | Amber |  | NC | NC
Lens: | Factory Installed | Note: | 5% | 10%
C | Clear UV-Stabilized Polycarbonate Array Lens |  | NC | NC
L | SoftLED LumaLens Opal Polycarbonate Array Lens |  | 45 | 47
Color: | Factory Installed | Note: | 5% | 10%
B | Black |  | NC | NC
Z | Bronze |  | NC | NC
C | Custom Paint Color | 22 | 105 | 105
Options: | Factory Installed | Note: | 5% | 10%
SF | Single Fuse (120-277v Only) |  | 29 | 30
DF | Double Fuse (120-277v Only) |  | 58 | 62
SP | 120-277VAC 10KA Surge Suppressor |  | 25 | 27
SP2 | 120-277VAC 20KA Surge Suppressor |  | 49 | 52
R3 | 3-Pin Twist Lock Photocell Receptacle |  | 32 | 33
R5 | 5-Pin Twist Lock Photocell Receptacle |  | 40 | 42
R7 | 7-Pin ANSI C136.41—2013 Twist Lock Photocell Receptacle |  | 43 | 45
S2 | Microwave Sensor with Dimming, 120-277V Only. |  | 85 | 89
S4 | Microwave On/Off Motion Sensor – NO DIMMING, 120-277V Only. |  | 59 | 62
P2AB | PSRTN Tenon Adaptor, Black |  | 46 | 48
P2AC | PSRTN Tenon Adaptor, Custom Color (Consult Factory) |  | 66 | 68
Mounting Accessories: | Ships Separately, Field Installed | Note: | 5% | 10%
PSRTN | Retrofit Tenon Adaptor, Die Cast with Powdercoat Finish, Hardware Included. Converts a 2-3/8” x 4” Pole Tenon to a 2-7/8” x 3” Tenon |  | 36 | 38
Accessories: | Ships Separately, Field Installed | Note: | 5% | 10%
P18131 | Twist Lock Non-Shorting (Open) Cap Disconnects Service to Fixture for Temporary or Permanent Disabling (Fixture Always Off). IP65, 480V Maximum |  | 29 | 30
P18132 | Twist Lock Shorting Cap Provides Fixed Service to Fixture (Fixture Always on). IP65, Rated Load 7200w Tungsten |  | 13 | 14
P18140 | 110-120VAC Instant Twist Lock Photocell | 3 | 22 | 23
P18152 | 277VAC Time Delay Twist Lock Photocell | 3 | 22 | 23
P18156 | 120-277VAC Universal Twist Lock Photocell |  | 28 | 29
P18157 | 480VAC Twist Lock Photocell |  | 49 | 52
Replacement Parts: | Ships Separately, Field Installed | Note: | 5% | 10%
PF70ALL | SoftLED LumaLens Opal UV-Stabilized Polycarbonate Array Lens |  | 33 | 35
P17117 | Internal Microwave Sensor with Dimming, 120-277V Only. |  | 70 | 74
P17123 | Internal Microwave On/Off Motion Sensor – NO DIMMING, 120-277V Only. |  | 44 | 47
Notes:
(1) Specify Color
(3) Photocell option not available with Wall Mount configuration.
(22) $150.00 Paint Set-up Fee for quantities under 5 pcs
LEDicated
1882 Lighting
Riley 71RD AmberLED Enclosed Small Round Post Top
LED Model: | Description: | Note: | 5% | 10%
RLY71RDF1X46 | AmberLED Riley Enclosed Small Round Post Top Type F 46w | 1, 22 | 789 | 838
RLY71RDF1X78 | AmberLED Riley Enclosed Small Round Post Top Type F 78w | 1, 22 | 912 | 969
Ballast: | Factory Installed | Note: | 5% | 10%
U | 120-277v |  | NC | NC
Color Temp: | Factory Installed | Note: | 5% | 10%
AM | Amber |  | NC | NC
Lens: | Factory Installed | Note: | 5% | 10%
C | Clear UV-Stabilized Polycarbonate Outer Conical Lens |  | NC | NC
L | LumaLens Opal UV-Stabilized Polycarbonate Outer Conical Lens |  | 62 | 65
Color: | Factory Installed | Note: | 5% | 10%
B | Black |  | NC | NC
Z | Bronze |  | NC | NC
C | Custom Paint Color | 22 | 105 | 105
Options: | Factory Installed | Note: | 5% | 10%
SF | Single Fuse (120-277v Only) |  | 29 | 30
DF | Double Fuse (120-277v Only) |  | 58 | 62
SP | 120-277VAC 10KA Surge Suppressor |  | 25 | 27
SP2 | 120-277VAC 20KA Surge Suppressor |  | 49 | 52
R3 | 3-Pin Twist Lock Photocell Receptacle |  | 32 | 33
R5 | 5-Pin Twist Lock Photocell Receptacle |  | 40 | 42
R7 | 7-Pin ANSI C136.41—2013 Twist Lock Photocell Receptacle |  | 43 | 45
S2 | Microwave Sensor with Dimming, 120-277V Only. |  | 85 | 89
S4 | Microwave On/Off Motion Sensor – NO DIMMING, 120-277V Only. |  | 59 | 62
P2AB | PSRTN Tenon Adaptor, Black |  | 46 | 48
P2AC | PSRTN Tenon Adaptor, Custom Color (Consult Factory) |  | 66 | 68
Mounting Accessories: | Ships Separately, Field Installed | Note: | 5% | 10%
PSRTN | Retrofit Tenon Adaptor, Die Cast with Powdercoat Finish, Hardware Included. Converts a 2-3/8” x 4” Pole Tenon to a 2-7/8” x 3” Tenon |  | 36 | 38
Accessories: | Ships Separately, Field Installed | Note: | 5% | 10%
P18131 | Twist Lock Non-Shorting (Open) Cap Disconnects Service to Fixture for Temporary or Permanent Disabling (Fixture Always Off). IP65, 480V Maximum |  | 29 | 30
P18132 | Twist Lock Shorting Cap Provides Fixed Service to Fixture (Fixture Always on). IP65, Rated Load 7200w Tungsten |  | 13 | 14
P18140 | 110-120VAC Instant Twist Lock Photocell | 3 | 22 | 23
P18152 | 277VAC Time Delay Twist Lock Photocell | 3 | 22 | 23
P18156 | 120-277VAC Universal Twist Lock Photocell |  | 28 | 29
P18157 | 480VAC Twist Lock Photocell |  | 49 | 52
Replacement Parts: | Ships Separately, Field Installed | Note: | 5% | 10%
PF70PC | Clear UV-Stabilized Polycarbonate Outer Conical Lens |  | 52 | 55
PF70PCL | LumaLens Opal UV-Stabilized Polycarbonate Outer Conical Lens |  | 50 | 53
P17117 | Internal Microwave Sensor with Dimming, 120-277V Only. |  | 70 | 74
P17123 | Internal Microwave On/Off Motion Sensor – NO DIMMING, 120-277V Only. |  | 44 | 47
Notes:
(1) Specify Color
(3) Photocell option not available with Wall Mount configuration.
(22) $150.00 Paint Set-up Fee for quantities under 5 pcs
LEDicated
1882 Lighting
Small Tustin AmberLED Wall Accent and Flood Light
LED Model: | Description: | Note: | 5% | 10%
TUS2C32X10*AM | Small LED Tustin Wall Accent and Flood Light COB 20w AMBER |  | 204 | 217
TUS2C32X20*AM | Small LED Tustin Wall Accent and Flood Light COB 40w AMBER |  | 205 | 218
*Ballast: | Factory Installed | Note: | 5% | 10%
U | 120-277v |  | NC | NC
H | 347-480v |  | 35 | 37
C | 347v @ 40w |  | 23 | 25
Color: | Factory Installed | Note: | 5% | 10%
Z | Bronze |  | NC | NC
C | Custom Paint Color | 22 | 75 | 75
Mount: | Ships Separately, Field Installed | Note: | 5% | 10%
KN | ½˝ NPS Knuckle |  | NC | NC
Options: | Factory Installed | Note: | 5% | 10%
SF | Single Fuse (120-277v Only) |  | 29 | 30
DF | Double Fuse (120-277v Only) |  | 58 | 62
SP | 120-277VAC 10KA Surge Suppressor |  | 25 | 27
SP2 | 120-277VAC 20KA Surge Suppressor |  | 49 | 52
P14 | Pencil Photocell, 120-277VAC |  | 43 | 45
Mounting Accessories: | Ships Separately, Field Installed | Note: | 5% | 10%
FLPTF | Die-cast Post Top Fitter for 2⅜" to 3½" Poles, Bronze Powdercoat Finish, Three (3) ½" Coin Plugs |  | 32 | 34
FLSTK | Heavy Duty Ground Stake, Built-in Wiring Compartment with ½" NPS Threaded Fitting, Black Plastic |  | 38 | 40
FLSTZ | Die-Cast Adjustable Knuckle with ½” NPS Threads, Bronze Powdercoat Finish. |  | 25 | 27
Accessories: | Ships Separately, Field Installed | Note: | 5% | 10%
P18110 | 110-130V 120VAC Pencil Photocell (120-277v Only) |  | 24 | 25
P18112 | 208-277V 240VAC Pencil Photocell (120-277v Only) |  | 24 | 25
Replacement Parts: | Ships Separately, Field Installed | Note: | 5% | 10%
P18114 | 120-277V, Pencil Photocell (120-277v Only) |  | 33 | 35
Notes:
(22) $150.00 Paint Set-up Fee for quantities under 5 pcs
LEDicated
1882 Lighting
Stratus 15 AmberLED Area, Wall, and Flood Light
LED Model: | Description: | Note: | 5% | 10%
STR15QF1X22*AM | AmberLED Eagle 15 Type F 22w AMBER Clear Flat Glass Lens | 50, 51 | 323 | 340
STR15QF1X37*AM | AmberLED Eagle 15 Type F 37w AMBER Clear Flat Glass Lens | 50, 51 | 338 | 355
*Ballast: | Factory Installed | Note: | 5% | 10%
U | 120-277v |  | NC | NC
H | 347-480v @ 37w Only |  | 111 | 117
Color: | Factory Installed | Note: | 5% | 10%
Z | Bronze |  | NC | NC
C | Custom Paint Color | 22 | 85 | 85
Mounts: | Factory Installed | Note: | 5% | 10%
BR | Two-Piece Swivel Bracket, Stamped, Powdercoat Finish | 5, 22 | NC | NC
EH | Easy-Hang Wall Bracket | 8, 22 | NC | NC
KA | Kitty Hawk Mounting Arm, Mounts Directly to Square Poles | 6, 22 | NC | NC
MA | Pole Mounting Arm Adaptor, Fits 2⅜" Arm, Includes Hardware | 9, 22 | NC | NC
SF | External Mount Slipfitter, Die Cast with Hardware & Angle Indicator | 6, 22 | NC | NC
Y | Yoke, Stamped Heavy-Duty Steel, Powdercoat Finish | 9, 22 | NC | NC
KN | 1/2˝ NPS Knuckle | 8, 22 | NC | NC
NM | No Mount |  | NC | NC
Options: | Factory Installed | Note: | 5% | 10%
SF | Single Fuse (120-277v Only) |  | 29 | 30
DF | Double Fuse (120-277v Only) |  | 58 | 62
SP | 120-277VAC 10KA Surge Suppressor |  | 25 | 27
SP2 | 120-277VAC 20KA Surge Suppressor |  | 49 | 52
SPH | 347-480VAC 10KA Surge Suppressor |  | 28 | 29
M1 | Motion Sensor IR with Lens, 120-277V Only, for heights up to 40' | 8, 17, 22 | 155 | 164
M2 | Motion Sensor IR with Lens, 120-277V Only, for heights up to 20' | 8, 18, 22 | 155 | 164
PC3 | Button Photocell, 120-277VAC | 3 | 48 | 50
P10 | Pencil Photocell, 120VAC | 3 | 34 | 35
P12 | Pencil Photocell, 277VAC | 3 | 34 | 35
P14 | Pencil Photocell, 120-277VAC | 3 | 43 | 45
Mounting Accessories: | Ships Separately, Field Installed | Note: | 5% | 10%
EA20RP | Die-Cast Adaptor for 4” to 5” Round Poles, Bronze Powdercoat Finish. Use with Kitty Hawk Mounting Arm Only. | 8, 22 | 25 | 27
EA20WM | Die-Cast Wall Mount Adaptor, Bronze Powdercoat Finish. Use with Kitty Hawk Mounting Arm only. |  | 29 | 30
PTSB1SZ | Single Pole Tenon Spoke Bracket, 2⅜" Horizontal Mounting Arm, Bronze Powdercoat Finish, Includes Hardware |  | 179 | 190
PTSB2180SZ | Twin Pole Tenon Spoke Bracket, 2⅜" Horizontal 180° Mounting Arms, Bronze Powdercoat Finish, Includes Hardware |  | 278 | 295
PTSB290SZ | Twin Pole Tenon Spoke Bracket, 2⅜" Horizontal 90° Mounting Arms, Bronze Powdercoat Finish, Includes Hardware |  | 278 | 295
PTSB3120SZ | Triple Pole Tenon Spoke Bracket, 2⅜" Horizontal 120° Mounting Arms, Bronze Powdercoat Finish, Includes Hardware | 4 | 412 | 438
PTSB390SZ | Triple Pole Tenon Spoke Bracket, 2⅜" Horizontal 90° Mounting Arms, Bronze Powdercoat Finish, Includes Hardware | 4 | 413 | 439
PTSB490SZ | Quad Pole Tenon Spoke Bracket, 2⅜″ Horizontal 90° Mounting Arms, Bronze Powdercoat Finish, Includes Hardware | 4 | 503 | 534
Accessories: | Ships Separately, Field Installed | Note: | 5% | 10%
ACCHSG1Z | Die Cast Accessory Housing for Installing Sensors or Other Lighting Controls, Bronze Powdercoat Finish | 8, 22 | 31 | 33
EA15GSZ | Glare Shield, Aluminum, Bronze Powdercoat Finish |  | 29 | 30
EA15WG | Wire Guard, Stainless Steel Construction, Includes Hardware. |  | 18 | 19
EA15BFZ | Baffle, Aluminum with Bronze Powdercoat Finish |  | 116 | 123
Replacement Parts: | Ships Separately, Field Installed | Note: | 5% | 10%
ALMAAZ | Die-Cast Adaptor for 2⅜" Horizontal Mounting Arms, Bronze Powdercoat Finish, Includes Hardware | 9, 22 | 49 | 52
FL73BRZ | Two-Piece Stamped Steel Adjustable Bracket, Bronze Powdercoat Finish, Includes Hardware | 5, 22 | 32 | 34
FL73SFXZ | External Mount Die-Cast Adjustable Slipfitter for 2⅜" Tenons, Bronze Powdercoat Finish, Includes Hardware | 6, 22 | 64 | 68
FLSTZ | Die-Cast Adjustable Knuckle with ½” NPS Threads, Bronze Powdercoat Finish. |  | 25 | 27
EA15GL | Tempered Clear Flat Glass Lens |  | 30 | 32
EA15YZ | Stamped Heavy-Duty Steel Yoke, Bronze Powdercoat Finish, Includes Hardware |  | 25 | 27
EA25AZ | Kitty Hawk Die-Cast Mounting Arm, Bronze Powdercoat Finish, Includes Hardware. Mounts Directly to Square Poles. | 6, 22 | 53 | 57
EAEHZ | Die-Cast Easy-Hang Wall Bracket, Bronze Powdercoat Finish, Includes Hardware | 8, 22 | 59 | 63
P18103 | 120-277VAC Button Photocell | 3 | 38 | 40
P18110 | 110-130V 120VAC Pencil Photocell (120-277v Only) | 3 | 24 | 25
P18112 | 208-277V 240VAC Pencil Photocell (120-277v Only) | 3 | 24 | 25
P18114 | 120-277V, Pencil Photocell (120-277v Only) | 3 | 33 | 35
Notes:
(3) Photocell option not available with Wall Mount configuration.
(4) Special order item. Contact Sales or Customer Service Representative
(5) Custom Color Fee: $25.00
(6) Custom Color Fee: $25.00
(8) Custom Color Fee: $25.00
(9) Custom Color Fee: $25.00
(17) Includes L4 Lens, ACCHSG1Z Housing, 3FSP211
(18) Includes L3 Lens, ACCHSG1Z Housing, 3FSP211
(22) $150.00 Paint Set-up Fee for quantities under 5 pcs
LEDicated
1882 Lighting
Stratus 25 AmberLED Area, Wall, and Flood Light
LED Model: | Description: | Note: | 5% | 10%
STR25QF1X81*AM | Small Stratus Area, Wall, and Flood Light Type F 81w AMBER Clear Flat Glass Lens | 50, 51 | 423 | 445
*Ballast: | Factory Installed | Note: | 5% | 10%
U | 120-277v |  | NC | NC
H | 347-480v |  | 82 | 87
Color: | Factory Installed | Note: | 5% | 10%
Z | Bronze |  | NC | NC
C | Custom Paint Color | 22 | 90 | 90
Mounts: | Factory Installed | Note: | 5% | 10%
BR | Two-Piece Swivel Bracket, Stamped, Powdercoat Finish | 5, 22 | NC | NC
EH | Easy-Hang Wall Bracket | 8, 22 | NC | NC
KA | Kitty Hawk Mounting Arm, Mounts Directly to Square Poles | 6, 22 | NC | NC
MA | Pole Mounting Arm Adaptor, Fits 2⅜" Arm, Includes Hardware | 9, 22 | NC | NC
SF | External Mount Slipfitter, Die Cast with Hardware & Angle Indicator | 6, 22 | NC | NC
Y | Yoke, Stamped Heavy-Duty Steel, Powdercoat Finish | 7, 19, 22 | NC | NC
NM | No Mount |  | NC | NC
Options: | Factory Installed | Note: | 5% | 10%
SF | Single Fuse (120-277v Only) |  | 29 | 30
DF | Double Fuse (120-277v Only) |  | 58 | 62
SP | 120-277VAC 10KA Surge Suppressor |  | 25 | 27
SP2 | 120-277VAC 20KA Surge Suppressor |  | 49 | 52
SPH | 347-480VAC 10KA Surge Suppressor |  | 28 | 29
M1 | Motion Sensor IR with Lens, 120-277V Only, for heights up to 40' | 8, 17, 22 | 155 | 164
M2 | Motion Sensor IR with Lens, 120-277V Only, for heights up to 20' | 8, 18, 22 | 155 | 164
R3 | 3-Pin Twist Lock Photocell Receptacle |  | 32 | 33
R5 | 5-Pin Twist Lock Photocell Receptacle |  | 40 | 42
R7 | 7-Pin ANSI C136.41—2013 Twist Lock Photocell Receptacle |  | 43 | 45
S23 | Microwave Sensor with Dimming, 120-277V Only. |  | 101 | 107
S43 | Microwave On/Off Motion Sensor – NO Dimming, 120-277V Only. |  | 58 | 60
Mounting Accessories: | Ships Separately, Field Installed | Note: | 5% | 10%
EA20RP | Die-Cast Adaptor for 4″ to 5″ Round Poles, Bronze Powdercoat Finish. Use with Kitty Hawk Mounting Arm only. | 8, 22 | 25 | 27
EA20WM | Die-Cast Wall Mount Adaptor, Bronze Powdercoat Finish. Use with Kitty Hawk Mounting Arm only |  | 29 | 30
PTSB1SZ | Single Pole Tenon Spoke Bracket, 2⅜" Horizontal Mounting Arm, Bronze Powdercoat Finish, Includes Hardware |  | 179 | 190
PTSB2180SZ | Twin Pole Tenon Spoke Bracket, 2⅜" Horizontal 180° Mounting Arms, Bronze Powdercoat Finish, Includes Hardware |  | 278 | 295
PTSB290SZ | Twin Pole Tenon Spoke Bracket, 2⅜" Horizontal 90° Mounting Arms, Bronze Powdercoat Finish, Includes Hardware |  | 278 | 295
PTSB3120SZ | Triple Pole Tenon Spoke Bracket, 2⅜" Horizontal 120° Mounting Arms, Bronze Powdercoat Finish, Includes Hardware | 4 | 412 | 438
PTSB390SZ | Triple Pole Tenon Spoke Bracket, 2⅜" Horizontal 90° Mounting Arms, Bronze Powdercoat Finish, Includes Hardware | 4 | 413 | 439
PTSB490SZ | Quad Pole Tenon Spoke Bracket, 2⅜″ Horizontal 90° Mounting Arms, Bronze Powdercoat Finish, Includes Hardware | 4 | 503 | 534
Accessories: | Ships Separately, Field Installed | Note: | 5% | 10%
ACCHSG1Z | Die Cast Accessory Housing for Installing Sensors or Other Lighting Controls, Bronze Powdercoat Finish | 8, 22 | 31 | 33
ACCHSG3 | Bronze UV-Stabilized Polycarbonate Housing for Installing Sensors, Includes Sensor Bracket and Gasket |  | 18 | 19
EA25GSZ | Aluminum Glare Shield, Bronze Powdercoat Finish, Includes Hardware | 6, 22 | 43 | 45
EA25WG | Wire Guard, Stainless Steel Construction |  | 30 | 32
EA25BFZ | Baffle, Aluminum with Bronze Powdercoat Finish |  | 131 | 139
P18131 | Twist Lock Non-Shorting (Open) Cap Disconnects Service to Fixture for Temporary or Permanent Disabling (Fixture Always Off). IP65, 480V Maximum |  | 29 | 30
P18132 | Twist Lock Shorting Cap Provides Fixed Service to Fixture (Fixture Always on). IP65, Rated Load 7200w Tungsten |  | 13 | 14
P18140 | 110-120VAC Instant Twist Lock Photocell | 3 | 22 | 23
P18152 | 277VAC Time Delay Twist Lock Photocell | 3 | 22 | 23
P18156 | 120-277VAC Universal Twist Lock Photocell |  | 28 | 29
P18157 | 480VAC Twist Lock Photocell |  | 49 | 52
Replacement Parts: | Ships Separately, Field Installed | Note: | 5% | 10%
ALMAAZ | Die-Cast Adaptor for 2⅜" Horizontal Mounting Arms, Bronze Powdercoat Finish, Includes Hardware | 9, 22 | 49 | 52
FL73BRZ | Two-Piece Stamped Steel Adjustable Bracket, Bronze Powdercoat Finish, Includes Hardware | 5, 22 | 32 | 34
FL73SFXZ | External Mount Die-Cast Adjustable Slipfitter for 2⅜" Tenons, Bronze Powdercoat Finish, Includes Hardware | 6, 22 | 64 | 68
KH25AZ | Kitty Hawk Die-Cast Mounting Arm, Bronze Powdercoat Finish, Includes Hardware. Mounts Directly to Square Poles. | 6, 22 | 53 | 57
EA25GL | Clear Flat Glass Lens |  | 13 | 14
EA25YZ | Yoke, Stamped Heavy-Duty Steel, Bronze Powdercoat Finish | 7, 22 | 53 | 57
EAEHZ | Die-Cast Easy-Hang Wall Bracket, Bronze Powdercoat Finish, Includes Hardware | 8, 22 | 59 | 63
P17117 | Internal Microwave Sensor with Dimming, 120-277V Only. |  | 70 | 74
P17123 | Internal Microwave On/Off Motion Sensor – NO DIMMING, 120-277V Only. |  | 44 | 47
Notes:
(3) Photocell option not available with Wall Mount configuration.
(4) Special order item. Contact Sales or Customer Service Representative
(5) Custom Color Fee: $25.00
(6) Custom Color Fee: $25.00
(7) Custom Color Fee: $25.00
(8) Custom Color Fee: $25.00
(9) Custom Color Fee: $25.00
(17) Includes L4 Lens, ACCHSG1Z Housing, 3FSP211
(18) Includes L3 Lens, ACCHSG1Z Housing, 3FSP211
(19) CPCS164B and CPLT1 included when using Bracket or Large Yoke
(22) $150.00 Paint Set-up Fee for quantities under 5 pcs
LEDicated
1882 Lighting
Stratus 45 AmberLED Area, Wall, and Flood Light
LED Model: | Description: | Note: | 5% | 10%
STR45QC1X167*AM | AmberLED Large Stratus Area, Wall, and Flood Light Type C 167w | 52 | 645 | 678
STR45QF1X167*AM | AmberLED Large Stratus Area, Wall, and Flood Light Type F 167w | 52 | 645 | 678
STR45QI1X167*AM | AmberLED Large Stratus Area, Wall, and Flood Light Narrow Beam (30°) 167w | 52 | 669 | 703
*Ballast: | Factory Installed | Note: | 5% | 10%
U | 120-277v |  | NC | NC
H | 347-480v |  | 135 | 143
Lens: | Factory Installed | Note: | 5% | 10%
C | Standard Clear Flat Glass Lens |  | NC | NC
Color: | Factory Installed | Note: | 5% | 10%
Z | Bronze |  | NC | NC
C | Custom Paint Color | 22 | 105 | 105
Mounts: | Factory Installed | Note: | 5% | 10%
BR | Two-Piece Swivel Bracket, Stamped, Powdercoat Finish | 5, 19, 22 | NC | NC
KA | Kitty Hawk Mounting Arm, Mounts Directly to Square Poles | 6, 22 | NC | NC
MA | Pole Mounting Arm Adaptor, Fits 2⅜" Arm, Includes Hardware | 9, 22 | NC | NC
SF | External Mount Slipfitter, Die Cast with Hardware & Angle Indicator | 6, 22 | NC | NC
Y | Yoke, Stamped Heavy-Duty Steel, Powdercoat Finish | 7, 19, 22 | NC | NC
WM | Wall Bracket, Heavy-Duty Stamped Steel, Powdercoat Finish, Includes Hardware | 5, 22 | NC | NC
NM | No Mount |  | NC | NC
Options: | Factory Installed | Note: | 5% | 10%
SF | Single Fuse (120-277v Only) |  | 29 | 30
DF | Double Fuse (120-277v Only) |  | 58 | 62
SP | 120-277VAC 10KA Surge Suppressor |  | 25 | 27
SP2 | 120-277VAC 20KA Surge Suppressor |  | 49 | 52
SPH | 347-480VAC 10KA Surge Suppressor |  | 28 | 29
M1 | Motion Sensor IR with Lens, 120-277V Only, for heights up to 40' | 8, 17, 22 | 155 | 164
M2 | Motion Sensor IR with Lens, 120-277V Only, for heights up to 20' | 8, 18, 22 | 155 | 164
R3 | 3-Pin Twist Lock Photocell Receptacle |  | 32 | 33
R5 | 5-Pin Twist Lock Photocell Receptacle |  | 40 | 42
R7 | 7-Pin ANSI C136.41—2013 Twist Lock Photocell Receptacle |  | 43 | 45
S23 | Microwave Sensor with Dimming, 120-277V Only. |  | 101 | 107
S43 | Microwave On/Off Motion Sensor – NO Dimming, 120-277V Only. |  | 58 | 60
Mounting Accessories: | Ships Separately, Field Installed | Note: | 5% | 10%
KH40RP | Round Pole Adapter. Fits 4" or 6" O.D. Round Poles, Bronze Finish | 6, 22 | 31 | 33
KH40WM | Die-Cast Wall Mount Adaptor, Bronze Powdercoat Finish. Use with Kitty Hawk Mounting Arm only. | 6, 22 | 37 | 39
PTSB1SZ | Single Pole Tenon Spoke Bracket, 2⅜″ Horizontal Mounting Arm, Bronze Powdercoat Finish, Includes Hardware |  | 179 | 190
PTSB2180SZ | Twin Pole Tenon Spoke Bracket, 2⅜″ Horizontal 180° Mounting Arms, Bronze Powdercoat Finish, Includes Hardware |  | 278 | 295
PTSB290SZ | Twin Pole Tenon Spoke Bracket, 2⅜″ Horizontal 90° Mounting Arms, Bronze Powdercoat Finish, Includes Hardware |  | 278 | 295
PTSB3120SZ | Triple Pole Tenon Spoke Bracket, 2⅜″ Horizontal 120° Mounting Arms, Bronze Powdercoat Finish, Includes Hardware | 4 | 412 | 438
PTSB390SZ | Triple Pole Tenon Spoke Bracket, 2⅜″ Horizontal 90° Mounting Arms, Bronze Powdercoat Finish, Includes Hardware | 4 | 413 | 439
PTSB490SZ | Quad Pole Tenon Spoke Bracket, 2⅜″ Horizontal 90° Mounting Arms, Bronze Powdercoat Finish, Includes Hardware | 4 | 503 | 534
Accessories: | Ships Separately, Field Installed | Note: | 5% | 10%
ACCHSG1Z | Die Cast Accessory Housing for Installing Sensors or Other Lighting Control, Bronze Powdercoat Finish | 8, 22 | 31 | 33
ACCHSG3 | Bronze UV-Stabilized Polycarbonate Housing for Installing Sensors, Includes Sensor Bracket and Gasket |  | 18 | 19
KH45GSZ | Aluminum House Side Shield, Bronze Powdercoat Finish, Includes Hardware |  | 71 | 75
KH45WG | Wire Guard, Stainless Steel Construction, Includes Hardware. |  | 37 | 39
P18131 | Twist Lock Non-Shorting (Open) Cap Disconnects Service to Fixture for Temporary or Permanent Disabling (Fixture Always Off). IP65, 480V Maximum |  | 29 | 30
P18132 | Twist Lock Shorting Cap Provides Fixed Service to Fixture (Fixture Always on). IP65, Rated Load 7200w Tungsten |  | 13 | 14
P18140 | 110-120VAC Instant Twist Lock Photocell | 3 | 22 | 23
P18152 | 277VAC Time Delay Twist Lock Photocell | 3 | 22 | 23
P18156 | 120-277VAC Universal Twist Lock Photocell |  | 28 | 29
P18157 | 480VAC Twist Lock Photocell |  | 49 | 52
Replacement Parts: | Ships Separately, Field Installed | Note: | 5% | 10%
ALMAAZ | Die-Cast Adaptor for 2⅜" Horizontal Mounting Arms, Bronze Powdercoat Finish, Includes Hardware | 9, 22 | 49 | 52
FL73BRZ | Two-Piece Stamped Steel Adjustable Bracket, Bronze Powdercoat Finish, Includes Hardware | 5, 22 | 32 | 34
FL73SFXZ | External Mount Die-Cast Adjustable Slipfitter for 2⅜" Tenons, Bronze Powdercoat Finish, Includes Hardware | 6, 22 | 64 | 68
KH45AZ | Kitty Hawk Mounting Arm, Mounts Directly to Square Poles, Bronze Powdercoat Finish | 7, 22 | 69 | 73
KH45GL | Tempered Clear Flat Glass Lens |  | 17 | 18
KH45YZ | Yoke, Stamped Heavy-Duty Steel, Bronze Powdercoat Finish | 7, 22 | 69 | 73
WBR2Z | Wall Bracket, Heavy-Duty Stamped Steel, Powdercoat Finish, Includes Hardware | 5, 22 | 42 | 44
P17117 | Internal Microwave Sensor with Dimming, 120-277V Only. |  | 70 | 74
P17123 | Internal Microwave On/Off Motion Sensor – NO DIMMING, 120-277V Only. |  | 44 | 47
Notes:
(3) Photocell option not available with Wall Mount configuration.
(4) Special order item. Contact Sales or Customer Service Representative
(5) Custom Color Fee: $25.00
(6) Custom Color Fee: $25.00
(7) Custom Color Fee: $25.00
(8) Custom Color Fee: $25.00
(9) Custom Color Fee: $25.00
(17) Includes L4 Lens, ACCHSG1Z Housing, 3FSP211
(18) Includes L3 Lens, ACCHSG1Z Housing, 3FSP211
(19) CPCS164B and CPLT1 included when using Bracket or Large Yoke
(22) $150.00 Paint Set-up Fee for quantities under 5 pcs
(52) Amber 6 week lead-time for Type A
LEDicated
1882 Lighting
Stratus 55 AmberLED PowerBolt Area / Flood Light
LED Model: | Description: | Note: | 5% | 10%
STR55QI2X167*AM | Amber Stratus PowerBolt Area/Flood Light Narrow Beam (30°) 334w AMBER Standard Clear Flat Glass Lens | 52 | 1473 | 1547
STR55QC2X167*AM | Amber Stratus PowerBolt Area/Flood Light Type C 334w AMBER Standard Clear Flat Glass Lens | 50 | TBD | TBD
STR55QF2X167*AM | Amber Stratus PowerBolt Area/Flood Light Type F 334w AMBER Standard Clear Flat Glass Lens | 50 | TBD | TBD
*Ballast: | Factory Installed | Note: | 5% | 10%
U | 120-277v |  | NC | NC
H | 347-480v |  | 222 | 234
Color: | Factory Installed | Note: | 5% | 10%
Z | Bronze |  | NC | NC
C | Custom Paint Color | 22 | 165 | 165
Mounting: | Factory Installed | Note: | 5% | 10%
SF | External Mount Slipfitter, Die Cast with Hardware & Angle Indicator | 6, 22 | NC | NC
Options: | Factory Installed | Note: | 5% | 10%
SF | Single Fuse (120-277v Only) |  | 29 | 30
DF | Double Fuse (120-277v Only) |  | 58 | 62
SP | 120-277VAC 10KA Surge Suppressor |  | 25 | 27
SP2 | 120-277VAC 20KA Surge Suppressor |  | 49 | 52
SPH | 347-480VAC 10KA Surge Suppressor |  | 28 | 29
R3 | 3-Pin Twist Lock Photocell Receptacle |  | 32 | 33
R5 | 5-Pin Twist Lock Photocell Receptacle |  | 40 | 42
R7 | 7-Pin ANSI C136.41—2013 Twist Lock Photocell Receptacle |  | 43 | 45
S23 | Microwave Sensor with Dimming, 120-277V Only. |  | 101 | 107
S43 | Microwave On/Off Motion Sensor – NO Dimming, 120-277V Only. |  | 58 | 60
Mounting Accessories: | Ships Separately, Field Installed | Note: | 5% | 10%
PTSB1SZ | Single Pole Tenon Spoke Bracket, 2⅜″ Horizontal Mounting Arm, Bronze Powdercoat Finish, Includes Hardware |  | 179 | 190
PTSB2180SZ | Twin Pole Tenon Spoke Bracket, 2⅜″ Horizontal 180° Mounting Arms, Bronze Powdercoat Finish, Includes Hardware |  | 278 | 295
Accessories: | Ships Separately, Field Installed | Note: | 5% | 10%
ACCHSG1Z | Die Cast Accessory Housing for Installing Sensors or Other Lighting Controls, Bronze Powdercoat Finish | 8, 22 | 31 | 33
ACCHSG3 | Bronze UV-Stabilized Polycarbonate Housing for Installing Sensors, Includes Sensor Bracket and Gasket |  | 18 | 19
KH45GSZ | Aluminum Glare/House Side Shield, Bronze Powdercoat Finish, Includes Hardware. | 23 | 71 | 75
KH45WG | Wire Guard, Stainless Steel Construction, Includes Hardware. (two required) |  | 37 | 39
P18131 | Twist Lock Non-Shorting (Open) Cap Disconnects Service to Fixture for Temporary or Permanent Disabling (Fixture Always Off). IP65, 480V Maximum |  | 29 | 30
P18132 | Twist Lock Shorting Cap Provides Fixed Service to Fixture (Fixture Always on). IP65, Rated Load 7200w Tungsten |  | 13 | 14
P18140 | 110-120VAC Instant Twist Lock Photocell |  | 22 | 23
P18152 | 277VAC Time Delay Twist Lock Photocell |  | 22 | 23
P18156 | 120-277VAC Universal Twist Lock Photocell |  | 28 | 29
P18157 | 480VAC Time Delay Twist Lock Photocell. |  | 49 | 52
Replacement Parts: | Ships Separately, Field Installed | Note: | 5% | 10%
KH45GL | Tempered Clear Flat Glass Lens | 23 | 17 | 18
KH45GLP | Tempered Prismatic Flat Glass Lens | 23 | 29 | 30
FL90SFX | External Mount Die-Cast Adjustable Slipfitter for 2⅜″ Tenons, Bronze Powdercoat Finish, Includes Hardware | 7, 22 | 93 | 99
P17117 | Internal Microwave Sensor with Dimming, 120-277V Only. |  | 70 | 74
P17123 | Internal Microwave On/Off Motion Sensor – NO DIMMING, 120-277V Only. |  | 44 | 47
Notes:
(6) Custom Color Fee: $25.00
(7) Custom Color Fee: $25.00
(8) Custom Color Fee: $25.00
(22) $150.00 Paint Set-up Fee for quantities under 5 pcs
(23) Requires 2 units
(50) Red, Green, Blue 6 week lead-time for Type F
(52) Amber 6 week lead-time for Type A
LEDicated
1882 Lighting
MRF4AOQ AmberLED Open Frame 48" Linear LED Die Cast
LED Model: | Description: | Note: | 5% | 10%
MRF4AOQF87 | AmberLED Open Frame 48" Linear LED Die Cast Type F 87w |  | 966 | 1027
Ballast: | Factory Installed | Note: | 5% | 10%
U | 120-277v |  | NC | NC
Color Temp: | Factory Installed | Note: | 5% | 10%
AM | Amber |  | NC | NC
Lens: | Factory Installed | Note: | 5% | 10%
C | Clear UV-Stabilized Polycarbonate Vandal-Resistant Lens |  | NC | NC
Color: | Factory Installed | Note: | 5% | 10%
P | Platinum |  | NC | NC
C | Custom Paint Color | 22 | 95 | 95
Options: | Factory Installed | Note: | 5% | 10%
SF | Single Fuse (120-277v Only) |  | 29 | 30
DF | Double Fuse (120-277v Only) |  | 58 | 62
SP | 120-277VAC 10KA Surge Suppressor |  | 25 | 27
SP2 | 120-277VAC 20KA Surge Suppressor |  | 49 | 52
Mounting Accessories: | Ships Separately, Field Installed | Note: | 5% | 10%
LV2AYSS | Stainless Steel Yokes for LV4A, Includes Hardware (2 required) |  | 19 | 20
LVABRSS | Stainless Steel Adjustable Bracket (includes 2 brackets) |  | 49 | 52
LVAQM | Stainless Steel Quick Mount Bracket (2 required) |  | 31 | 33
Notes:
(22) $150.00 Paint Set-up Fee for quantities under 5 pcs
LEDicated
1882 Lighting
Vaporproof AmberLED
LED Model: | Description: | Note: | 5% | 10%
VB53QF1X23 | AmberLED LEDicated Box Mount Vaporproof Type F 23w |  | 340 | 362
VP53QF1X23 | AmberLED LEDicated Pendant Mount Vaporproof Type F 23w |  | 324 | 344
VW53QF1X23 | AmberLED LEDicated Wall Mount Vaporproof Type F 23w |  | 357 | 379
Ballast: | Factory Installed | Note: | 5% | 10%
U | 120-277v |  | NC | NC
Color Temp: | Factory Installed | Note: | 5% | 10%
AM | Amber |  | NC | NC
Color: | Factory Installed | Note: | 5% | 10%
P | Platinum |  | NC | NC
C | Custom Paint Color | 22 | 75 | 75
Options: | Factory Installed | Note: | 5% | 10%
SF | Single Fuse (120-277v Only) |  | 29 | 30
DF | Double Fuse (120-277v Only) |  | 58 | 62
Accessories: | Ships Separately, Field Installed | Note: | 5% | 10%
CPRB | Reducer Bushing, ¾˝ to ½˝, use with Swivel Mount |  | 10 | 10
CPRB1 | Die Cast Round Electrical Box with Five (5) ½˝ Coin Plugs |  | 17 | 18
CPRB3 | Die Cast Round Electrical Box with Five (5) ¾˝ Coin Plugs |  | 17 | 18
CPRC1 | Backplate, ½˝ Coin Plugs |  | 13 | 14
VS30A | Angled Stamped Aluminum Shade for VP/VB30 Series, Repaintable Textured Gray Finish |  | 71 | 75
VS30S | Straight Stamped Aluminum Shade |  | 77 | 82
VWGA | Wire Guard for Angled Shade, Stainless Steel |  | 52 | 55
VWGS | Wire Guard for Straight Shade, Stainless Steel |  | 52 | 55
Mounting Accessories: | Ships Separately, Field Installed | Note: | 5% | 10%
CPSPR | Swivel Pendant Mount - Round, for Angled or Straight Ceilings, Fits ¾˝ Conduit, Includes Reducer Bushing (to ½˝) & Set Screw | 8, 22 | 17 | 18
CPSPS | Swivel Pendant Mount - Square, for Angled or Straight Ceilings, Fits ¾˝ Conduit; Includes Reducer Bushing (to ½˝) & Set Screw | 8, 22 | 17 | 18
Notes:
(8) Custom Color Fee: $10.00
(22) $150.00 Paint Set-up Fee for quantities under 5 pcs
LEDicated
1882 Lighting
Voyager Bollard AmberLED
LED Model: | Description: | Note: | 5% | 10%
VOYRB20QF1X17UAML | AmberLED Voyager Round Bollard Type F 17w SoftLED LumaLens Opal UV-Stabilized Polycarbonate Array Lens | 1, 22 | 656 | 697
VOYSB20QF1X17UAML | AmberLED Voyager Square Bollard Type F 17w SoftLED LumaLens Opal UV-Stabilized Polycarbonate Array Lens | 1, 22 | 775 | 823
Color: | Factory Installed | Note: | 5% | 10%
Z | Bronze |  | NC | NC
B | Black |  | NC | NC
C | Custom Paint Color | 22 | 85 | 85
Height: | Factory Installed | Note: | 5% | 10%
(Leave Blank) | 42" Standard Height |  | NC | NC
36 | 36" Height |  | 65 | 65
30 | 30" Height |  | 65 | 65
Options: | Factory Installed | Note: | 5% | 10%
GF1 | Ground Fault Circuit Interrupt 15A, 120V |  | 191 | 203
S5 | Microwave Sensor with Dimming 120-277V Only. |  | 113 | 119
Mounting Accessories: | Ships Separately, Field Installed | Note: | 5% | 10%
1882-RETROBASE | Retrofit Base Adapts New Bollards to Most Existing Bolt Patterns. Fits all Bollards. Die Cast with Powdercoat Finish, Hardware Included. 11½˝ Dia. x 1½˝ H | 1, 22 | 139 | 148
Accessories: | Ships Separately, Field Installed | Note: | 5% | 10%
P17126 | Remote Programming Tool for P17125 |  | 80 | 85
Replacement Parts: | Ships Separately, Field Installed | Note: | 5% | 10%
P17125 | Internal Microwave Sensor with Dimming 120-277V Only. |  | 98 | 104
BOADP1 | Adapter Plate with Gaskets for Outlet Boxes. Fits Round Bollards. Die Cast with Bronze Powdercoat Finish. |  | 19 | 20
Notes:
(1) Specify Color
(22) $150.00 Paint Set-up Fee for quantities under 5 pcs
1882 Price Guide
AmberLED - ColorLED Products
Effective March 21, 2023
150 PEMCO Way Wilmington, DE 19804
302-892-9000
https://1882lighting.com/
Prices Subject to Change without Notice

## Turtle Friendly Products - FWC
LEDicated
1882 Lighting
Admiral 55 FWC AmberLED
LED Model: | Description: | Note: | 5% | 10%
ADM55QF1X39 | ADM55Q Type VS 39w | 1, 22, 48 | 476 | 506
ADM55QF1X52 | ADM55Q Type VS 52w | 1, 22, 48 | 500 | 531
Ballast: | Factory Installed | Note: | 5% | 10%
U | 120-277v |  | NC | NC
Color Temp: | Factory Installed | Note: | 5% | 10%
AM | Amber |  | NC | NC
Color: | Factory Installed | Note: | 5% | 10%
W | White |  | NC | NC
Z | Bronze |  | NC | NC
C | Custom Paint Color | 22 | 75 | 75
Options: | Factory Installed | Note: | 5% | 10%
SF | Single Fuse (120-277v Only) |  | 29 | 30
DF | Double Fuse (120-277v Only) |  | 58 | 62
SP | 120-277VAC 10KA Surge Suppressor |  | 25 | 27
SP2 | 120-277VAC 20KA Surge Suppressor |  | 49 | 52
BU | Battery Backup, 90 Minutes (120-277v Only) |  | 204 | 216
BUC | Cold Start Battery Backup, -20°C, 90 Minutes (120-277v Only) |  | 274 | 290
PC3 | Button Photocell, 120-277VAC |  | 48 | 50
QM | Quick-Mount Bracket |  | 62 | 65
S2 | Microwave Sensor with Dimming, 120-277V Only. |  | 85 | 89
S4 | Microwave On/Off Motion Sensor – NO DIMMING, 120-277V Only. |  | 59 | 62
Baffles: | Ships Separately, Field Installed | Note: | 5% | 10%
BF | Baffle (Required for FWC Certification) | 47, 48 | NC | NC
Replacement Parts: | Ships Separately, Field Installed | Note: | 5% | 10%
3EBLX1055190A | Provides 90 Minutes of Backup Power (120-277v Only) |  | 192 | 204
3EBLX10T1555CPA | Cold Start Battery Backup, -20°C, 90 Minutes (120-277v Only) |  | 262 | 278
P17117 | Internal Microwave Sensor with Dimming, 120-277V Only. |  | 70 | 74
P17123 | Internal Microwave On/Off Motion Sensor – NO DIMMING, 120-277V Only. |  | 44 | 47
P18103 | 120-277VAC Button Photocell |  | 38 | 40
VNQM | Hinged Quick-Mount Bracket, Stamped Steel, Mount Over Recessed Electrical Box, or Use ¾" NPS Downrod for Pendant Mounting. CSA Listed for Damp Location Mounting. |  | 50 | 53
Notes:
(1) Specify Color
(22) $150.00 Paint Set-up Fee for quantities under 5 pcs
(47) Custom Color Fee: $25.00
(48) (BF) Baffle Required for FWC Certification
LEDicated
1882 Lighting
Austin 16 FWC AmberLED Bollard
LED Model: | Description: | Note: | 5% | 10%
AUS16LQF1X15 | AUS16LQ 270° Shield Type F 15w with Louvers |  | 1365 | 1450
AUS16RLQF1X15 | AUS16RLQ 270° Shield Type F 15w with Aluminum Finish LED Cone Reflector |  | 1485 | 1578
Ballast: | Factory Installed | Note: | 5% | 10%
U | 120-277v |  | NC | NC
Color Temp: | Factory Installed | Note: | 5% | 10%
AM | Amber |  | NC | NC
Color: | Factory Installed (Required) | Note: | 5% | 10%
SS | Stainless Steel Body |  | NC | NC
Options: | Factory Installed | Note: | 5% | 10%
SF | Single Fuse (120-277v Only) |  | 29 | 30
DF | Double Fuse (120-277v Only) |  | 58 | 62
SP | 120-277VAC 10KA Surge Suppressor |  | 25 | 27
SP2 | 120-277VAC 20KA Surge Suppressor |  | 49 | 52
GF1 | Ground Fault Circuit Interrupt 15A, 120V |  | 191 | 203
S5 | Microwave Sensor with Dimming 120-277V Only. |  | 113 | 119
BU | Battery Backup, 90 Minutes (120-277v Only) |  | 204 | 216
BUC | Cold Start Battery Backup, -20°C, 90 Minutes (120-277v Only) |  | 274 | 290
Mounting Accessories: | Ships Separately, Field Installed | Note: | 5% | 10%
BOLAN4 | Mounting Kit, includes Bracket & Three (3) 4˝ Zinc-plated Anchor Bolts |  | 19 | 20
BOLAN8 | Mounting Kit, includes Bracket & Three (3) 8˝ Zinc-plated Anchor Bolts |  | 32 | 34
BOLAN12 | Mounting Kit, includes Bracket & Three (3) 12˝ Zinc-plated Anchor Bolts |  | 46 | 49
BOLAN15 | Mounting Kit, includes Bracket & Three (3) 15˝ Zinc-plated Anchor Bolts |  | 52 | 55
1882-RETROBASE | Retrofit Base Adapts New Bollards to Most Existing Bolt Patterns. Fits all Bollards. Die Cast with Powdercoat Finish, Hardware Included. 11½˝ Dia. x 1½˝ H | 45 | 139 | 148
Accessories: | Ships Separately, Field Installed | Note: | 5% | 10%
P17126 | Remote Programming Tool for P17125 |  | 80 | 85
Replacement Parts: | Ships Separately, Field Installed | Note: | 5% | 10%
3EBLX1055190A | Provides 90 Minutes of Backup Power (120-277v Only) |  | 192 | 204
3EBLX10T1555CPA | Cold Start Battery Backup, -20°C, 90 Minutes (120-277v Only) |  | 262 | 278
P17125 | Internal Microwave Sensor with Dimming 120-277V Only. |  | 98 | 104
BORBASE | Die Cast Base Plate with Powdercoat Finish Over a Chromate Conversion Coating. |  | 29 | 30
BOADP1 | Adapter Plate with Gaskets for Outlet Boxes. Fits Round Bollards. Die Cast with Bronze Powdercoat Finish. |  | 19 | 20
Notes:
(45) Custom Color Fee: $30.00
LEDicated
1882 Lighting
Austin 17 FWC AmberLED Bollard
LED Model: | Description: | Note: | 5% | 10%
AUS17LQF1X15 | AUS17LQ 270° Shield Type F 15w with Louvers | 1, 22 | 684 | 727
AUS17RLQF1X15 | AUS17RLQ 270° Shield Type F 15w with Aluminum Finish LED Cone Reflector | 1, 22 | 790 | 839
Ballast: | Factory Installed | Note: | 5% | 10%
U | 120-277v |  | NC | NC
Color Temp: | Factory Installed | Note: | 5% | 10%
AM | Amber |  | NC | NC
Color: | Factory Installed | Note: | 5% | 10%
Z | Bronze |  | NC | NC
B | Black |  | NC | NC
C | Custom Paint Color | 22 | 95 | 95
Height: | Factory Installed | Note: | 5% | 10%
Leave Blank | 42" Standard Height |  | NC | NC
30 | 30" Height |  | 65 | 65
36 | 36" Height |  | 65 | 65
Options: | Factory Installed | Note: | 5% | 10%
SF | Single Fuse (120-277v Only) |  | 29 | 30
DF | Double Fuse (120-277v Only) |  | 58 | 62
SP | 120-277VAC 10KA Surge Suppressor |  | 25 | 27
SP2 | 120-277VAC 20KA Surge Suppressor |  | 49 | 52
GF1 | Ground Fault Circuit Interrupt 15A, 120V |  | 191 | 203
S5 | Microwave Sensor with Dimming 120-277V Only. |  | 113 | 119
BU | Battery Backup, 90 Minutes (120-277v Only) |  | 204 | 216
BUC | Cold Start Battery Backup, -20°C, 90 Minutes (120-277v Only) |  | 274 | 290
Mounting Accessories: | Ships Separately, Field Installed | Note: | 5% | 10%
BOLAN4 | Mounting Kit, includes Bracket & Three (3) 4˝ Zinc-plated Anchor Bolts |  | 19 | 20
BOLAN8 | Mounting Kit, includes Bracket & Three (3) 8˝ Zinc-plated Anchor Bolts |  | 32 | 34
BOLAN12 | Mounting Kit, includes Bracket & Three (3) 12˝ Zinc-plated Anchor Bolts |  | 46 | 49
BOLAN15 | Mounting Kit, includes Bracket & Three (3) 15˝ Zinc-plated Anchor Bolts |  | 52 | 55
1882-RETROBASE | Retrofit Base Adapts New Bollards to Most Existing Bolt Patterns. Fits all Bollards. Die Cast with Powdercoat Finish, Hardware Included. 11½˝ Dia. x 1½˝ H | 1, 22, 45 | 139 | 148
Accessories: | Ships Separately, Field Installed | Note: | 5% | 10%
P17126 | Remote Programming Tool for P17125 |  | 80 | 85
Replacement Parts: | Ships Separately, Field Installed | Note: | 5% | 10%
3EBLX1055190A | Provides 90 Minutes of Backup Power (120-277v Only) |  | 192 | 204
3EBLX10T1555CPA | Cold Start Battery Backup, -20°C, 90 Minutes (120-277v Only) |  | 262 | 278
P17125 | Internal Microwave Sensor with Dimming 120-277V Only. |  | 98 | 104
BORBASE | Die Cast Base Plate with Powdercoat Finish Over a Chromate Conversion Coating. | 1, 22 | 29 | 30
BOADP1 | Adapter Plate with Gaskets for Outlet Boxes. Fits Round Bollards. Die Cast with Bronze Powdercoat Finish. |  | 19 | 20
Notes:
(1) Specify Color
(22) $150.00 Paint Set-up Fee for quantities under 5 pcs
(45) Custom Color Fee: $30.00
LEDicated
1882 Lighting
Austin 18 FWC AmberLED Bollard
LED Model: | Description: | Note: | 5% | 10%
AUS18FLQF1X15 | AUS18FLQ 270° Shield Type F 15w with Louvers | 1, 22 | 684 | 727
AUS18FRLQF1X15 | AUS18FRLQ 270° Shield Type F 15w with Aluminum Finish LED Cone Reflector | 1, 22 | 785 | 834
Ballast: | Factory Installed | Note: | 5% | 10%
U | 120-277v |  | NC | NC
Color Temp: | Factory Installed | Note: | 5% | 10%
AM | Amber |  | NC | NC
Color: | Factory Installed | Note: | 5% | 10%
Z | Bronze |  | NC | NC
B | Black |  | NC | NC
C | Custom Paint Color | 22 | 95 | 95
Height: | Factory Installed | Note: | 5% | 10%
Leave Blank | 42" Standard Height |  | NC | NC
30 | 30" Height |  | 65 | 65
36 | 36" Height |  | 65 | 65
Options: | Factory Installed | Note: | 5% | 10%
SF | Single Fuse (120-277v Only) |  | 29 | 30
DF | Double Fuse (120-277v Only) |  | 58 | 62
SP | 120-277VAC 10KA Surge Suppressor |  | 25 | 27
SP2 | 120-277VAC 20KA Surge Suppressor |  | 49 | 52
GF1 | Ground Fault Circuit Interrupt 15A, 120V |  | 191 | 203
S5 | Microwave Sensor with Dimming 120-277V Only. |  | 113 | 119
BU | Battery Backup, 90 Minutes (120-277v Only) |  | 204 | 216
BUC | Cold Start Battery Backup, -20°C, 90 Minutes (120-277v Only) |  | 274 | 290
Mounting Accessories: | Ships Separately, Field Installed | Note: | 5% | 10%
BOLAN4 | Mounting Kit, includes Bracket & Three (3) 4˝ Zinc-plated Anchor Bolts |  | 19 | 20
BOLAN8 | Mounting Kit, includes Bracket & Three (3) 8˝ Zinc-plated Anchor Bolts |  | 32 | 34
BOLAN12 | Mounting Kit, includes Bracket & Three (3) 12˝ Zinc-plated Anchor Bolts |  | 46 | 49
BOLAN15 | Mounting Kit, includes Bracket & Three (3) 15˝ Zinc-plated Anchor Bolts |  | 52 | 55
1882-RETROBASE | Retrofit Base Adapts New Bollards to Most Existing Bolt Patterns. Fits all Bollards. Die Cast with Powdercoat Finish, Hardware Included. 11½˝ Dia. x 1½˝ H | 1, 22, 45 | 139 | 148
Accessories: | Ships Separately, Field Installed | Note: | 5% | 10%
P17126 | Remote Programming Tool for P17125 |  | 80 | 85
Replacement Parts: | Ships Separately, Field Installed | Note: | 5% | 10%
3EBLX1055190A | Provides 90 Minutes of Backup Power (120-277v Only) |  | 192 | 204
3EBLX10T1555CPA | Cold Start Battery Backup, -20°C, 90 Minutes (120-277v Only) |  | 262 | 278
P17125 | Internal Microwave Sensor with Dimming 120-277V Only. |  | 98 | 104
BORBASE | Die Cast Base Plate with Powdercoat Finish Over a Chromate Conversion Coating. | 1, 22 | 29 | 30
BOADP1 | Adapter Plate with Gaskets for Outlet Boxes. Fits Round Bollards. Die Cast with Bronze Powdercoat Finish. |  | 19 | 20
Notes:
(1) Specify Color
(22) $150.00 Paint Set-up Fee for quantities under 5 pcs
(45) Custom Color Fee: $30.00
LEDicated
1882 Lighting
Baja – Up or Down FWC AmberLED
LED Model: | Description: | Note: | 5% | 10%
BAJRSAC31X20UAM | BAJRS Down 70° 20w 120-277v AMBER COB | 1, 22, 48 | 430 | 457
BAJRSUAC31X20UAM | BAJRS Up 70° 20w 120-277v AMBER COB | 1, 22, 48 | 430 | 457
BAJRSBC31X20UAM | BAJRS Down 100° 20w 120-277v AMBER COB | 1, 22, 48 | 430 | 457
BAJRSUBC31X20UAM | BAJRS Up 100° 20w 120-277v AMBER COB | 1, 22, 48 | 430 | 457
BAJRSDC31X20UAM | BAJRS Down 30° 20w 120-277v AMBER COB | 1, 22, 48 | 471 | 501
BAJRSUDC31X20UAM | BAJRS Up 30° 20w 120-277v AMBER COB | 1, 22, 48 | 471 | 501
Color: | Factory Installed | Note: | 5% | 10%
B | Black |  | NC | NC
Z | Bronze |  | NC | NC
C | Custom Paint Color | 22 | 85 | 85
Options: | Factory Installed | Note: | 5% | 10%
SF | Single Fuse (120-277v Only) |  | 29 | 30
DF | Double Fuse (120-277v Only) |  | 58 | 62
SP | 120-277VAC 10KA Surge Suppressor |  | 25 | 27
SP2 | 120-277VAC 20KA Surge Suppressor |  | 49 | 52
BU | Battery Backup, 90 Minutes (120-277v Only) |  | 204 | 216
BUC | Cold Start Battery Backup, -20°C, 90 Minutes (120-277v Only) |  | 274 | 290
PC3 | Button Photocell, 120-277VAC |  | 48 | 50
Visors: | Ships Separately, Field Installed | Note: | 5% | 10%
VS | Visor (Required for FWC Certification) | 1, 22, 48 | NC | NC
Replacement Parts: | Ships Separately, Field Installed | Note: | 5% | 10%
3EBLX1055190A | Provides 90 Minutes of Backup Power (120-277v Only) |  | 192 | 204
3EBLX10T1555CPA | Cold Start Battery Backup, -20°C, 90 Minutes (120-277v Only) |  | 262 | 278
P18103 | 120-277VAC Button Photocell |  | 38 | 40
Notes:
(1) Specify Color
(22) $150.00 Paint Set-up Fee for quantities under 5 pcs
(48) (VS) Visor Required for FWC Certification
LEDicated
1882 Lighting
Orbit12 FWC AmberLED
LED Model: | Description: | Note: | 5% | 10%
ORB12QF1X22 | ORB12Q Type F 22w | 48 | 342 | 363
Ballast: | Factory Installed | Note: | 5% | 10%
U | 120-277v |  | NC | NC
H | 347-480v |  | 35 | 37
Color Temp: | Factory Installed | Note: | 5% | 10%
AM | Amber |  | NC | NC
Lens: | Factory Installed | Note: | 5% | 10%
C | Clear Flat Glass Lens |  | NC | NC
Color: | Factory Installed | Note: | 5% | 10%
Z | Bronze |  | NC | NC
C | Custom Paint Color | 22 | 80 | 80
Options: | Factory Installed | Note: | 5% | 10%
SF | Single Fuse (120-277v Only) |  | 29 | 30
DF | Double Fuse (120-277v Only) |  | 58 | 62
SP | 120-277VAC 10KA Surge Suppressor |  | 25 | 27
SP2 | 120-277VAC 20KA Surge Suppressor |  | 49 | 52
SPH | 347-480VAC 10KA Surge Suppressor |  | 28 | 29
BU | Battery Backup, 90 Minutes (120-277v Only) |  | 204 | 216
BUC | Cold Start Battery Backup, -20°C, 90 Minutes (120-277v Only) |  | 274 | 290
PC3 | Button Photocell, 120-277VAC |  | 48 | 50
P10 | Pencil Photocell, 120VAC |  | 34 | 35
P12 | Pencil Photocell, 277VAC |  | 34 | 35
P14 | Pencil Photocell, 120-277VAC |  | 43 | 45
P20 | Swivel Photocell, 120VAC |  | 34 | 35
P22 | Swivel Photocell, 208-277VAC |  | 34 | 35
Baffles: | Ships Separately, Field Installed | Note: | 5% | 10%
BF | Baffle (Required for FWC Certification) | 47, 48 | NC | NC
Replacement Parts: | Ships Separately, Field Installed | Note: | 5% | 10%
3EBLX1055190A | Provides 90 Minutes of Backup Power (120-277v Only) |  | 192 | 204
3EBLX10T1555CPA | Cold Start Battery Backup, -20°C, 90 Minutes (120-277v Only) |  | 262 | 278
P18110 | 110-130V 120VAC Pencil Photocell (120-277v Only) |  | 24 | 25
P18112 | 208-277V 240VAC Pencil Photocell (120-277v Only) |  | 24 | 25
P18114 | 120-277V, Pencil Photocell (120-277v Only) |  | 33 | 35
P18120 | 110-130V, 120VAC Swivel Photocell (120-277v Only) |  | 24 | 25
P18122 | 208-277V, 240VAC Swivel Photocell (120-277v Only) |  | 24 | 25
Notes:
(22) $150.00 Paint Set-up Fee for quantities under 5 pcs
(47) Custom Color Fee: $25.00
(48) (BF) Baffle Required for FWC Certification
LEDicated
1882 Lighting
Orbit15 FWC AmberLED
LED Model: | Description: | Note: | 5% | 10%
ORB15QF1X37 | ORB15Q Type F 37w | 48 | 426 | 452
Ballast: | Factory Installed | Note: | 5% | 10%
U | 120-277v |  | NC | NC
H | 347-480v |  | TBD | TBD
Color Temp: | Factory Installed | Note: | 5% | 10%
AM | Amber |  | NC | NC
Lens: | Factory Installed | Note: | 5% | 10%
C | Clear Flat Glass Lens |  | NC | NC
Color: | Factory Installed | Note: | 5% | 10%
Z | Bronze |  | NC | NC
C | Custom Paint Color | 22 | 95 | 95
Options: | Factory Installed | Note: | 5% | 10%
SF | Single Fuse (120-277v Only) |  | 29 | 30
DF | Double Fuse (120-277v Only) |  | 58 | 62
SP | 120-277VAC 10KA Surge Suppressor |  | 25 | 27
SP2 | 120-277VAC 20KA Surge Suppressor |  | 49 | 52
BU | Battery Backup, 90 Minutes (120-277v Only) |  | 204 | 216
BUC | Cold Start Battery Backup, -20°C, 90 Minutes (120-277v Only) |  | 274 | 290
PC3 | Button Photocell, 120-277VAC |  | 48 | 50
Baffles: | Ships Separately, Field Installed | Note: | 5% | 10%
BF | Baffle (Required for FWC Certification) | 47, 48 | NC | NC
Replacement Parts: | Ships Separately, Field Installed | Note: | 5% | 10%
3EBLX1055190A | Provides 90 Minutes of Backup Power (120-277v Only) |  | 192 | 204
3EBLX10T1555CPA | Cold Start Battery Backup, -20°C, 90 Minutes (120-277v Only) |  | 262 | 278
P18103 | 120-277VAC Button Photocell |  | 38 | 40
WPC15GLC | Clear Flat Glass Lens |  | 13 | 14
Notes:
(22) $150.00 Paint Set-up Fee for quantities under 5 pcs
(47) Custom Color Fee: $25.00
(48) (BF) Baffle Required for FWC Certification
LEDicated
1882 Lighting
Stratus 15 FWC AmberLED
LED Model: | Description: | Note: | 5% | 10%
STR15QF1X22 | STR15Q Type F 22w (includes Baffle) | 48 | 439 | 463
STR15QF1X37 | STR15Q Type F 37w (includes Baffle) | 48 | 454 | 478
Ballast: | Factory Installed | Note: | 5% | 10%
U | 120-277v |  | NC | NC
H | 347-480v @ 37w Only |  | 111 | 117
Color Temp: | Factory Installed | Note: | 5% | 10%
AM | Amber |  | NC | NC
Lens: | Factory Installed | Note: | 5% | 10%
C | Standard Clear Flat Glass Lens |  | NC | NC
Color: | Factory Installed | Note: | 5% | 10%
Z | Bronze |  | NC | NC
C | Custom Paint Color | 22 | 85 | 85
Mounts: | Factory Installed | Note: | 5% | 10%
EH | Easy-Hang Wall Bracket | 8, 22 | NC | NC
KA | Kitty Hawk Mounting Arm, Mounts Directly to Square Poles | 6, 22 | NC | NC
MA | Pole Mounting Arm Adaptor, Fits 2⅜" Arm, Includes Hardware | 9, 22 | NC | NC
Options: | Factory Installed | Note: | 5% | 10%
SF | Single Fuse (120-277v Only) |  | 29 | 30
DF | Double Fuse (120-277v Only) |  | 58 | 62
SP | 120-277VAC 10KA Surge Suppressor |  | 25 | 27
SP2 | 120-277VAC 20KA Surge Suppressor |  | 49 | 52
SPH | 347-480VAC 10KA Surge Suppressor |  | 28 | 29
M1 | Motion Sensor IR with Lens, 120-277V Only, for heights up to 40' | 8, 17, 22 | 155 | 164
M2 | Motion Sensor IR with Lens, 120-277V Only, for heights up to 20' | 8, 18, 22 | 155 | 164
PC3 | Button Photocell, 120-277VAC | 3 | 48 | 50
P10 | Pencil Photocell, 120VAC | 3 | 34 | 35
P12 | Pencil Photocell, 277VAC | 3 | 34 | 35
P14 | Pencil Photocell, 120-277VAC | 3 | 43 | 45
Baffles: | Ships Separately, Field Installed | Note: | 5% | 10%
BF | Baffle (Required for FWC Certification) | 47, 48 | NC | NC
Mounting Accessories: | Ships Separately, Field Installed | Note: | 5% | 10%
KH20RP | Die-Cast Adaptor for 4″ to 5″ Round Poles, Bronze Powdercoat Finish. Use with Kitty Hawk Mounting Arm only. | 8, 22 | 25 | 27
KH20WM | Die-Cast Wall Mount Adaptor, Bronze Powdercoat Finish. Use with Kitty Hawk Mounting Arm only. |  | 29 | 30
PTSB1SZ | Single Pole Tenon Spoke Bracket, 2⅜" Horizontal Mounting Arm, Bronze Powdercoat Finish, Includes Hardware |  | 179 | 190
PTSB2180SZ | Twin Pole Tenon Spoke Bracket, 2⅜" Horizontal 180° Mounting Arms, Bronze Powdercoat Finish, Includes Hardware |  | 278 | 295
PTSB290SZ | Twin Pole Tenon Spoke Bracket, 2⅜" Horizontal 90° Mounting Arms, Bronze Powdercoat Finish, Includes Hardware |  | 278 | 295
PTSB3120SZ | Triple Pole Tenon Spoke Bracket, 2⅜" Horizontal 120° Mounting Arms, Bronze Powdercoat Finish, Includes Hardware | 4 | 412 | 438
PTSB390SZ | Triple Pole Tenon Spoke Bracket, 2⅜" Horizontal 90° Mounting Arms, Bronze Powdercoat Finish, Includes Hardware | 4 | 413 | 439
PTSB490SZ | Quad Pole Tenon Spoke Bracket, 2⅜″ Horizontal 90° Mounting Arms, Bronze Powdercoat Finish, Includes Hardware | 4 | 503 | 534
Accessories: | Ships Separately, Field Installed | Note: | 5% | 10%
ACCHSG1Z | Die Cast Accessory Housing for Installing Sensors or Other Lighting Controls, Bronze Powdercoat Finish | 8, 22 | 31 | 33
Replacement Parts: | Ships Separately, Field Installed | Note: | 5% | 10%
ALMAAZ | Die-Cast Adaptor for 2⅜" Horizontal Mounting Arms, Bronze Powdercoat Finish, Includes Hardware | 9, 22 | 49 | 52
KH25AZ | Kitty Hawk Die-Cast Mounting Arm, Bronze Powdercoat Finish, Includes Hardware. Mounts Directly to Square Poles. | 6, 22 | 53 | 57
KH15GL | Tempered Clear Flat Glass Lens |  | 30 | 32
KHEHZ | Die-Cast Easy-Hang Wall Bracket, Bronze Powdercoat Finish, Includes Hardware | 8, 22 | 59 | 63
P18103 | 120-277VAC Button Photocell |  | 38 | 40
P18110 | 110-130V 120VAC Pencil Photocell (120-277v Only) | 3 | 24 | 25
P18112 | 208-277V 240VAC Pencil Photocell (120-277v Only) | 3 | 24 | 25
P18114 | 120-277V, Pencil Photocell (120-277v Only) | 3 | 33 | 35
Notes:
(3) Photocell option not available with Wall Mount configuration.
(4) Special order item. Contact Sales or Customer Service Representative
(6) Custom Color Fee: $25.00
(8) Custom Color Fee: $25.00
(9) Custom Color Fee: $25.00
(17) Includes L4 Lens, ACCHSG1Z Housing, 3FSP211
(18) Includes L3 Lens, ACCHSG1Z Housing, 3FSP211
(22) $150.00 Paint Set-up Fee for quantities under 5 pcs
(47) Custom Color Fee: $25.00
(48) (BF) Baffle Required for FWC Certification
LEDicated
1882 Lighting
Stratus 25 FWC AmberLED
LED Model: | Description: | Note: | 5% | 10%
EG25QF1X81 | EG25Q Type F 81w | 48 | 554 | 584
Ballast: | Factory Installed | Note: | 5% | 10%
U | 120-277v |  | NC | NC
H | 347-480v |  | 82 | 87
Color Temp: | Factory Installed | Note: | 5% | 10%
AM | Amber |  | NC | NC
Lens: | Factory Installed | Note: | 5% | 10%
C | Standard Clear Flat Glass Lens |  | NC | NC
Color: | Factory Installed | Note: | 5% | 10%
Z | Bronze |  | NC | NC
C | Custom Paint Color | 22 | 90 | 90
Mounts: | Factory Installed | Note: | 5% | 10%
EH | Easy-Hang Wall Bracket | 8, 22 | NC | NC
KA | Kitty Hawk Mounting Arm, Mounts Directly to Square Poles | 6, 22 | NC | NC
MA | Pole Mounting Arm Adaptor, Fits 2⅜" Arm, Includes Hardware | 9, 22 | NC | NC
Options: | Factory Installed | Note: | 5% | 10%
SF | Single Fuse (120-277v Only) |  | 29 | 30
DF | Double Fuse (120-277v Only) |  | 58 | 62
SP | 120-277VAC 10KA Surge Suppressor |  | 25 | 27
SP2 | 120-277VAC 20KA Surge Suppressor |  | 49 | 52
SPH | 347-480VAC 10KA Surge Suppressor |  | 28 | 29
M1 | Motion Sensor IR with Lens, 120-277V Only, for heights up to 40' | 8, 17, 22 | 155 | 164
M2 | Motion Sensor IR with Lens, 120-277V Only, for heights up to 20' | 8, 18, 22 | 155 | 164
R3 | 3-Pin Twist Lock Photocell Receptacle |  | 32 | 33
R5 | 5-Pin Twist Lock Photocell Receptacle |  | 40 | 42
R7 | 7-Pin ANSI C136.41—2013 Twist Lock Photocell Receptacle |  | 43 | 45
S23 | Microwave Sensor with Dimming, 120-277V Only. |  | 101 | 107
S43 | Microwave On/Off Motion Sensor – NO Dimming, 120-277V Only. |  | 58 | 60
Baffles: | Ships Separately, Field Installed | Note: | 5% | 10%
BF | Baffle (Required for FWC Certification) | 47, 48 | NC | NC
Mounting Accessories: | Ships Separately, Field Installed | Note: | 5% | 10%
KH20RP | Die-Cast Adaptor for 4″ to 5″ Round Poles, Bronze Powdercoat Finish. Use with Kitty Hawk Mounting Arm only. | 8, 22 | 25 | 27
KH20WM | Die-Cast Wall Mount Adaptor, Bronze Powdercoat Finish. Use with Kitty Hawk Mounting Arm only. |  | 29 | 30
PTSB1SZ | Single Pole Tenon Spoke Bracket, 2⅜" Horizontal Mounting Arm, Bronze Powdercoat Finish, Includes Hardware |  | 179 | 190
PTSB2180SZ | Twin Pole Tenon Spoke Bracket, 2⅜" Horizontal 180° Mounting Arms, Bronze Powdercoat Finish, Includes Hardware |  | 278 | 295
PTSB290SZ | Twin Pole Tenon Spoke Bracket, 2⅜" Horizontal 90° Mounting Arms, Bronze Powdercoat Finish, Includes Hardware |  | 278 | 295
PTSB3120SZ | Triple Pole Tenon Spoke Bracket, 2⅜" Horizontal 120° Mounting Arms, Bronze Powdercoat Finish, Includes Hardware | 4 | 412 | 438
PTSB390SZ | Triple Pole Tenon Spoke Bracket, 2⅜" Horizontal 90° Mounting Arms, Bronze Powdercoat Finish, Includes Hardware | 4 | 413 | 439
PTSB490SZ | Quad Pole Tenon Spoke Bracket, 2⅜″ Horizontal 90° Mounting Arms, Bronze Powdercoat Finish, Includes Hardware | 4 | 503 | 534
Accessories: | Ships Separately, Field Installed | Note: | 5% | 10%
ACCHSG1Z | Die Cast Accessory Housing for Installing Sensors or Other Lighting Controls, Bronze Powdercoat Finish | 8, 22 | 31 | 33
ACCHSG3 | Bronze UV-Stabilized Polycarbonate Housing for Installing Sensors, Includes Sensor Bracket and Gasket |  | 18 | 19
P18131 | Twist Lock Non-Shorting (Open) Cap Disconnects Service to Fixture for Temporary or Permanent Disabling (Fixture Always Off). IP65, 480V Maximum |  | 29 | 30
P18132 | Twist Lock Shorting Cap Provides Fixed Service to Fixture (Fixture Always on). IP65, Rated Load 7200w Tungsten |  | 13 | 14
P18140 | 110-120VAC Instant Twist Lock Photocell | 3 | 22 | 23
P18152 | 277VAC Time Delay Twist Lock Photocell | 3 | 22 | 23
P18156 | 120-277VAC Universal Twist Lock Photocell |  | 28 | 29
P18157 | 480VAC Twist Lock Photocell |  | 49 | 52
Replacement Parts: | Ships Separately, Field Installed | Note: | 5% | 10%
ALMAAZ | Die-Cast Adaptor for 2⅜" Horizontal Mounting Arms, Bronze Powdercoat Finish, Includes Hardware | 9, 22 | 49 | 52
KH25AZ | Kitty Hawk Die-Cast Mounting Arm, Bronze Powdercoat Finish, Includes Hardware. Mounts Directly to Square Poles. | 6, 22 | 53 | 57
KH25GL | Clear Flat Glass Lens |  | 13 | 14
KHEHZ | Die-Cast Easy-Hang Wall Bracket, Bronze Powdercoat Finish, Includes Hardware | 8, 22 | 59 | 63
P17117 | Internal Microwave Sensor with Dimming, 120-277V Only. |  | 70 | 74
P17123 | Internal Microwave On/Off Motion Sensor – NO DIMMING, 120-277V Only. |  | 44 | 47
Notes:
(3) Photocell option not available with Wall Mount configuration.
(4) Special order item. Contact Sales or Customer Service Representative
(6) Custom Color Fee: $25.00
(8) Custom Color Fee: $25.00
(9) Custom Color Fee: $25.00
(17) Includes L4 Lens, ACCHSG1Z Housing, 3FSP211
(18) Includes L3 Lens, ACCHSG1Z Housing, 3FSP211
(22) $150.00 Paint Set-up Fee for quantities under 5 pcs
(47) Custom Color Fee: $25.00
(48) (BF) Baffle Required for FWC Certification
LEDicated
1882 Lighting
Tustin FWC AmberLED
LED Model: | Description: | Note: | 5% | 10%
TUS2C32X20 | TUS2C3 COB 40w | 48 | 301 | 320
Ballast: | Factory Installed | Note: | 5% | 10%
U | 120-277v |  | NC | NC
H | 347-480v |  | 23 | 25
C | 347v |  | 23 | 25
Color Temp: | Factory Installed | Note: | 5% | 10%
AM | Amber |  | NC | NC
Color: | Factory Installed | Note: | 5% | 10%
Z | Bronze |  | NC | NC
C | Custom Paint Color | 22 | 75 | 75
Options: | Factory Installed | Note: | 5% | 10%
SF | Single Fuse (120-277v Only) |  | 29 | 30
DF | Double Fuse (120-277v Only) |  | 58 | 62
SP | 120-277VAC 10KA Surge Suppressor |  | 25 | 27
SP2 | 120-277VAC 20KA Surge Suppressor |  | 49 | 52
SPH | 347-480VAC 10KA Surge Suppressor |  | 28 | 29
P14 | Pencil Photocell, 120-277VAC |  | 43 | 45
Baffles: | Ships Separately, Field Installed | Note: | 5% | 10%
BF | Baffle (Required for FWC Certification) | 47, 48 | NC | NC
Accessories: | Ships Separately, Field Installed | Note: | 5% | 10%
P18110 | 110-130V 120VAC Pencil Photocell (120-277v Only) |  | 24 | 25
P18112 | 208-277V 240VAC Pencil Photocell (120-277v Only) |  | 24 | 25
Replacement Parts: | Ships Separately, Field Installed | Note: | 5% | 10%
P18114 | 120-277V, Pencil Photocell (120-277v Only) |  | 33 | 35
Notes:
(22) $150.00 Paint Set-up Fee for quantities under 5 pcs
(47) Custom Color Fee: $25.00
(48) (BF) Baffle Required for FWC Certification
LEDicated
1882 Lighting
Vaporproof FWC AmberLED
LED Model: | Description: | Note: | 5% | 10%
VB53QF1X23 | AmberLED LEDicated Box Mount Vaporproof Type F 23w | 48 | 340 | 362
VP53QF1X23 | AmberLED LEDicated Pendant Mount Vaporproof Type F 23w | 48 | 324 | 344
VW53QF1X23 | AmberLED LEDicated Wall Mount Vaporproof Type F 23w | 48 | 357 | 379
Ballast: | Factory Installed | Note: | 5% | 10%
U | 120-277v |  | NC | NC
Color Temp: | Factory Installed | Note: | 5% | 10%
AM | Amber |  | NC | NC
Color: | Factory Installed | Note: | 5% | 10%
P | Platinum |  | NC | NC
C | Custom Paint Color | 22 | 75 | 75
Options: | Factory Installed | Note: | 5% | 10%
SF | Single Fuse (120-277v Only) |  | 29 | 30
DF | Double Fuse (120-277v Only) |  | 58 | 62
Shades: | Ships Separately, Field Installed | Note: | 5% | 10%
AS | Angled Shield (VW53Q - Required for FWC Certification) | 48 | 71 | 75
SS | Straight Shield (VB53Q, VP53Q - Required for FWC Certification) | 48 | 77 | 82
Accessories: | Ships Separately, Field Installed | Note: | 5% | 10%
VS30A | Angled Stamped Aluminum Shade for VP/VB30 Series, Repaintable Textured Gray Finish |  | 71 | 75
VS30S | Straight Stamped Aluminum Shade |  | 77 | 82
VWGA | Wire Guard for Angled Shade, Stainless Steel |  | 52 | 55
VWGS | Wire Guard for Straight Shade, Stainless Steel |  | 52 | 55
CPRB | Reducer Bushing, ¾˝ to ½˝, use with Swivel Mount |  | 10 | 10
CPRB1 | Die Cast Round Electrical Box with Five (5) ½˝ Coin Plugs |  | 17 | 18
CPRB3 | Die Cast Round Electrical Box with Five (5) ¾˝ Coin Plugs |  | 17 | 18
CPRC1 | Backplate, ½˝ Coin Plugs |  | 13 | 14
Mounting Accessories: | Ships Separately, Field Installed | Note: | 5% | 10%
CPSPR | Swivel Pendant Mount - Round, for Angled or Straight Ceilings, Fits ¾˝ Conduit, Includes Reducer Bushing (to ½˝) & Set Screw | 8, 22 | 17 | 18
CPSPS | Swivel Pendant Mount - Square, for Angled or Straight Ceilings, Fits ¾˝ Conduit; Includes Reducer Bushing (to ½˝) & Set Screw | 8, 22 | 17 | 18
Notes:
(8) Custom Color Fee: $10.00
(22) $150.00 Paint Set-up Fee for quantities under 5 pcs
(48) (AS) or (SS) Shade Required for FWC Certification
1882 Price Guide
Turtle Friendly Products
Effective March 21, 2023
150 PEMCO Way Wilmington, DE 19804
302-892-9000
https://1882lighting.com/
Prices Subject to Change without Notice

## 1800K CCT LED
LEDicated
1882 Lighting
Keystone 35 1800K CCT LED
LED Model: | Description: | Note: | 5% | 10%
KEY35QF1X126 | 1800K CCT LED Bel Aire 35 16″ Area, Flood and Wall Light |  | 640 | 672
Ballast: | Factory Installed | Note: | 5% | 10%
U | 120-277v |  | NC | NC
H | 347-480v |  | 100 | 106
Color Temp: | Factory Installed | Note: | 5% | 10%
HA | 1800K CCT LED |  | NC | NC
Lens: | Factory Installed | Note: | 5% | 10%
C | Clear Flat Glass Lens |  | NC | NC
Color: | Factory Installed | Note: | 5% | 10%
Z | Bronze |  | NC | NC
C | Custom Paint Color | 22 | 100 | 100
Mounting: | Factory Installed | Note: | 5% | 10%
BR | Two-Piece Swivel Bracket, Stamped, Powdercoat Finish | 5, 19, 22 | NC | NC
LY | Yoke, Stamped Heavy-Duty Steel, Powdercoat Finish | 11, 19, 22 | NC | NC
MA | Pole Mounting Arm Adaptor, Fits 2⅜" Arm, Includes Hardware | 9, 22 | NC | NC
SF | External Mount Slipfitter, Die Cast with Hardware & Angle Indicator | 6, 22 | NC | NC
WM | Wall Bracket, Heavy-Duty Stamped Steel, Powdercoat Finish, Includes Hardware | 5, 22 | NC | NC
NM | No Mount |  | NC | NC
Options: | Factory Installed | Note: | 5% | 10%
SF | Single Fuse (120-277v Only) |  | 29 | 30
DF | Double Fuse (120-277v Only) |  | 58 | 62
SP | 120-277VAC 10KA Surge Suppressor |  | 25 | 27
SP2 | 120-277VAC 20KA Surge Suppressor |  | 49 | 52
SPH | 347-480VAC 10KA Surge Suppressor |  | 28 | 29
R3 | 3-Pin Twist Lock Photocell Receptacle |  | 32 | 33
R5 | 5-Pin Twist Lock Photocell Receptacle |  | 40 | 42
R7 | 7-Pin ANSI C136.41—2013 Twist Lock Photocell Receptacle |  | 43 | 45
Mounting Accessories: | Ships Separately, Field Installed | Note: | 5% | 10%
FLEM6 | 6˝ Aluminum Extruded Mounting Arm, Powdercoat Finish, Gasket & Hardware | 2, 5, 22 | 32 | 34
FLEM10 | 10˝ Aluminum Extruded Mounting Arm, Powdercoat Finish, Gasket & Hardware | 2, 5, 22 | 44 | 47
FLEM12 | 12˝ Aluminum Extruded Mounting Arm, Powdercoat Finish, Gasket & Hardware | 2, 5, 22 | 49 | 52
FLEMWM | Heavy-duty Steel Wall Bracket for FLEM Mounting Arms, Powdercoat Finish. |  | 77 | 82
PTASUNV | Square Pole Tenon Adaptor Allows Installation of up to 4 Fixtures, Fits 2-3/8˝ Diameter Vertical Tenon, Powdercoat Finish. Use with FLEMs. |  | 65 | 69
PTSB1SZ | Single Pole Tenon Spoke Bracket, 2⅜″ Horizontal Mounting Arm, Bronze Powdercoat Finish, Includes Hardware |  | 179 | 190
PTSB2180SZ | Twin Pole Tenon Spoke Bracket, 2⅜″ Horizontal 180° Mounting Arms, Bronze Powdercoat Finish, Includes Hardware |  | 278 | 295
PTSB290SZ | Twin Pole Tenon Spoke Bracket, 2⅜″ Horizontal 90° Mounting Arms, Bronze Powdercoat Finish, Includes Hardware |  | 278 | 295
PTSB3120SZ | Triple Pole Tenon Spoke Bracket, 2⅜″ Horizontal 120° Mounting Arms, Bronze Powdercoat Finish, Includes Hardware | 4 | 412 | 438
PTSB390SZ | Triple Pole Tenon Spoke Bracket, 2⅜″ Horizontal 90° Mounting Arms, Bronze Powdercoat Finish, Includes Hardware | 4 | 413 | 439
PTSB490SZ | Quad Pole Tenon Spoke Bracket, 2⅜″ Horizontal 90° Mounting Arms, Bronze Powdercoat Finish, Includes Hardware | 4 | 503 | 534
Accessories: | Ships Separately, Field Installed | Note: | 5% | 10%
AL35GSZ | Aluminum Glare/House Side Shield, Bronze Powdercoat Finish, Includes Hardware. |  | 71 | 75
AL35WG | Wire Guard, Stainless Steel Construction, Includes Hardware. |  | TBD | TBD
P18131 | Twist Lock Non-Shorting (Open) Cap Disconnects Service to Fixture for Temporary or Permanent Disabling (Fixture Always Off). IP65, 480V Maximum |  | 29 | 30
P18132 | Twist Lock Shorting Cap Provides Fixed Service to Fixture (Fixture Always on). IP65, Rated Load 7200w Tungsten |  | 13 | 14
P18140 | 110-120VAC Instant Twist Lock Photocell | 3 | 22 | 23
P18152 | 277VAC Time Delay Twist Lock Photocell | 3 | 22 | 23
P18156 | 120-277VAC Universal Twist Lock Photocell |  | 28 | 29
P18157 | 480VAC Twist Lock Photocell |  | 49 | 52
Replacement Parts: | Ships Separately, Field Installed | Note: | 5% | 10%
AL35GL | Tempered Clear Flat Glass Lens |  | 25 | 27
ALMAAZ | Die-Cast Adaptor for 2⅜" Horizontal Mounting Arms, Bronze Powdercoat Finish, Includes Hardware | 9, 22 | 49 | 52
AL35YZ | Stamped Heavy-Duty Steel Yoke, Powdercoat Finish, Includes Hardware | 11, 22 | 69 | 73
FL73BRZ | Two-Piece Stamped Steel Adjustable Bracket, Bronze Powdercoat Finish, Includes Hardware | 5, 22 | 32 | 34
FL73SFXZ | External Mount Die-Cast Adjustable Slipfitter for 2⅜" Tenons, Bronze Powdercoat Finish, Includes Hardware | 6, 22 | 64 | 68
WBR2Z | Wall Bracket, Heavy-Duty Stamped Steel, Powdercoat Finish, Includes Hardware | 5, 22 | 42 | 44
Notes:
(2) Specify Mounting: R=Round Pole, AS=15° Angled Arm for Square Poles, AR=15° Angled Arm for Round Poles. Round Arms Fit 4" Diameter Poles
(3) Photocell option not available with Wall Mount configuration
(4) Special order item. Contact Sales or Customer Service Representative
(5) Custom Color Fee: $25.00
(6) Custom Color Fee: $25.00
(9) Custom Color Fee: $25.00
(11) Custom Color Fee: $25.00
(19) CPCS164B and CPLT1 included when using Bracket or Large Yoke
(22) $150.00 Paint Set-up Fee for quantities under 5 pcs
LEDicated
1882 Lighting
Stratus 25 1800K CCT LED
LED Model: | Description: | Note: | 5% | 10%
STR25QC1X36 | 1800K CCT LED Small Eagle Area Light Type C 36w |  | 356 | 374
STR25QF1X36 | 1800K CCT LED Small Eagle Area Light Type F 36w |  | 356 | 374
Ballast: | Factory Installed | Note: | 5% | 10%
U | 120-277v |  | NC | NC
H | 347-480v |  | 117 | 124
Color Temp: | Factory Installed | Note: | 5% | 10%
HA | 1800K CCT LED |  | NC | NC
Lens: | Factory Installed | Note: | 5% | 10%
C | Standard Clear Flat Glass Lens |  | NC | NC
S | SoftLED Flat Glass Lens | 21 | 30 | 31
Color: | Factory Installed | Note: | 5% | 10%
Z | Bronze |  | NC | NC
C | Custom Paint Color | 22 | 85 | 85
Mounts: | Factory Installed | Note: | 5% | 10%
BR | Two-Piece Swivel Bracket, Stamped, Powdercoat Finish | 5, 22 | NC | NC
EH | Easy-Hang Wall Bracket | 8, 22 | NC | NC
KA | Kitty Hawk Mounting Arm, Mounts Directly to Square Poles | 6, 22 | NC | NC
MA | Pole Mounting Arm Adaptor, Fits 2⅜" Arm, Includes Hardware | 9, 22 | NC | NC
SF | External Mount Slipfitter, Die Cast with Hardware & Angle Indicator | 6, 22 | NC | NC
Y | Yoke, Stamped Heavy-Duty Steel, Powdercoat Finish | 7, 19, 22 | NC | NC
NM | No Mount |  | NC | NC
Options: | Factory Installed | Note: | 5% | 10%
SF | Single Fuse (120-277v Only) |  | 29 | 30
DF | Double Fuse (120-277v Only) |  | 58 | 62
SP | 120-277VAC 10KA Surge Suppressor |  | 25 | 27
SP2 | 120-277VAC 20KA Surge Suppressor |  | 49 | 52
SPH | 347-480VAC 10KA Surge Suppressor |  | 28 | 29
M1 | Motion Sensor IR with Lens, 120-277V Only, for heights up to 40' | 8, 17, 22 | 155 | 164
M2 | Motion Sensor IR with Lens, 120-277V Only, for heights up to 20' | 8, 18, 22 | 155 | 164
R3 | 3-Pin Twist Lock Photocell Receptacle |  | 32 | 33
R5 | 5-Pin Twist Lock Photocell Receptacle |  | 40 | 42
R7 | 7-Pin ANSI C136.41—2013 Twist Lock Photocell Receptacle |  | 43 | 45
S23 | Microwave Sensor with Dimming, 120-277V Only. |  | 101 | 107
S43 | Microwave On/Off Motion Sensor – NO Dimming, 120-277V Only. |  | 58 | 60
Mounting Accessories: | Ships Separately, Field Installed | Note: | 5% | 10%
KH20RPZ | Die-Cast Adaptor for 4″ to 5″ Round Poles, Bronze Powdercoat Finish. Use with Kitty Hawk Mounting Arm only. | 8, 22 | 25 | 27
KH20WM | Die-Cast Wall Mount Adaptor, Bronze Powdercoat Finish. Use with Kitty Hawk Mounting Arm only. |  | 29 | 30
PTSB1SZ | Single Pole Tenon Spoke Bracket, 2⅜" Horizontal Mounting Arm, Bronze Powdercoat Finish, Includes Hardware |  | 179 | 190
PTSB2180SZ | Twin Pole Tenon Spoke Bracket, 2⅜" Horizontal 180° Mounting Arms, Bronze Powdercoat Finish, Includes Hardware |  | 278 | 295
PTSB290SZ | Twin Pole Tenon Spoke Bracket, 2⅜" Horizontal 90° Mounting Arms, Bronze Powdercoat Finish, Includes Hardware |  | 278 | 295
PTSB3120SZ | Triple Pole Tenon Spoke Bracket, 2⅜" Horizontal 120° Mounting Arms, Bronze Powdercoat Finish, Includes Hardware | 4 | 412 | 438
PTSB390SZ | Triple Pole Tenon Spoke Bracket, 2⅜" Horizontal 90° Mounting Arms, Bronze Powdercoat Finish, Includes Hardware | 4 | 413 | 439
PTSB490SZ | Quad Pole Tenon Spoke Bracket, 2⅜″ Horizontal 90° Mounting Arms, Bronze Powdercoat Finish, Includes Hardware | 4 | 503 | 534
Accessories: | Ships Separately, Field Installed | Note: | 5% | 10%
ACCHSG1Z | Die Cast Accessory Housing for Installing Sensors or Other Lighting Controls, Bronze Powdercoat Finish | 8, 22 | 31 | 33
ACCHSG3 | Bronze UV-Stabilized Polycarbonate Housing for Installing Sensors, Includes Sensor Bracket and Gasket |  | 18 | 19
KH25GSZ | Aluminum Glare Shield, Bronze Powdercoat Finish, Includes Hardware | 6, 22 | 43 | 45
KH25WG | Wire Guard, Stainless Steel Construction |  | 30 | 32
P18131 | Twist Lock Non-Shorting (Open) Cap Disconnects Service to Fixture for Temporary or Permanent Disabling (Fixture Always Off). IP65, 480V Maximum |  | 29 | 30
P18132 | Twist Lock Shorting Cap Provides Fixed Service to Fixture (Fixture Always on). IP65, Rated Load 7200w Tungsten |  | 13 | 14
P18140 | 110-120VAC Instant Twist Lock Photocell | 3 | 22 | 23
P18152 | 277VAC Time Delay Twist Lock Photocell | 3 | 22 | 23
P18156 | 120-277VAC Universal Twist Lock Photocell |  | 28 | 29
P18157 | 480VAC Twist Lock Photocell |  | 49 | 52
Replacement Parts: | Ships Separately, Field Installed | Note: | 5% | 10%
ALMAAZ | Die-Cast Adaptor for 2⅜" Horizontal Mounting Arms, Bronze Powdercoat Finish, Includes Hardware | 9, 22 | 49 | 52
FL73BRZ | Two-Piece Stamped Steel Adjustable Bracket, Bronze Powdercoat Finish, Includes Hardware | 5, 22 | 32 | 34
FL73SFXZ | External Mount Die-Cast Adjustable Slipfitter for 2⅜" Tenons, Bronze Powdercoat Finish, Includes Hardware | 6, 22 | 64 | 68
KH25AZ | Kitty Hawk Die-Cast Mounting Arm, Bronze Powdercoat Finish, Includes Hardware. Mounts Directly to Square Poles. | 6, 22 | 53 | 57
KH25GL | Clear Flat Glass Lens |  | 13 | 14
KH25GLSS | SoftLED Flat Glass Lens | 21 | 18 | 19
KH25YZ | Yoke, Stamped Heavy-Duty Steel, Bronze Powdercoat Finish | 7, 22 | 53 | 57
KHEHZ | Die-Cast Easy-Hang Wall Bracket, Bronze Powdercoat Finish, Includes Hardware | 8, 22 | 59 | 63
P17117 | Internal Microwave Sensor with Dimming, 120-277V Only. |  | 70 | 74
P17123 | Internal Microwave On/Off Motion Sensor – NO DIMMING, 120-277V Only. |  | 44 | 47
Notes:
(3) Photocell option not available with Wall Mount configuration.
(4) Special order item. Contact Sales or Customer Service Representative
(5) Custom Color Fee: $25.00
(6) Custom Color Fee: $25.00
(7) Custom Color Fee: $25.00
(8) Custom Color Fee: $25.00
(9) Custom Color Fee: $25.00
(17) Includes L4 Lens, ACCHSG1Z Housing, 3FSP211
(18) Includes L3 Lens, ACCHSG1Z Housing, 3FSP211
(19) CPCS164B and CPLT1 included when using Bracket or Large Yoke
(21) For "F" Option Only
(22) $150.00 Paint Set-up Fee for quantities under 5 pcs
LEDicated
1882 Lighting
Stratus 45 1800K CCT LED
LED Model: | Description: | Note: | 5% | 10%
STR45QC1X76 | 1800K CCT LED Large Stratus Area Light Type C 76w |  | 705 | 741
STR45QF1X76 | 1800K CCT LED Large Stratus Area Light Type F 76w |  | 705 | 741
STR45QF1X164 | 1800K CCT LED Large Stratus Area Light Type F 164w |  | 860 | 903
Ballast: | Factory Installed | Note: | 5% | 10%
U | 120-277v |  | NC | NC
H | 347-480v @ 76w |  | 64 | 68
H | 347-480v @ 164w |  | 47 | 50
Color Temp: | Factory Installed | Note: | 5% | 10%
HA | 1800K CCT LED |  | NC | NC
Lens: | Factory Installed | Note: | 5% | 10%
C | Standard Clear Flat Glass Lens |  | NC | NC
S | SoftLED Flat Glass Lens | 21 | 44 | 46
P | Clear Flat Prismatic Glass Lens | 21 | 41 | 42
Color: | Factory Installed | Note: | 5% | 10%
Z | Bronze |  | NC | NC
C | Custom Paint Color | 22 | 105 | 105
Mounts: | Factory Installed | Note: | 5% | 10%
BR | Two-Piece Swivel Bracket, Stamped, Powdercoat Finish | 5, 19, 22 | NC | NC
KA | Kitty Hawk Mounting Arm, Mounts Directly to Square Poles | 6, 22 | NC | NC
MA | Pole Mounting Arm Adaptor, Fits 2⅜" Arm, Includes Hardware | 9, 22 | NC | NC
SF | External Mount Slipfitter, Die Cast with Hardware & Angle Indicator | 6, 22 | NC | NC
Y | Yoke, Stamped Heavy-Duty Steel, Powdercoat Finish | 7, 19, 22 | NC | NC
WM | Wall Bracket, Heavy-Duty Stamped Steel, Powdercoat Finish, Includes Hardware | 5, 22 | NC | NC
NM | No Mount |  | NC | NC
Options: | Factory Installed | Note: | 5% | 10%
SF | Single Fuse (120-277v Only) |  | 29 | 30
DF | Double Fuse (120-277v Only) |  | 58 | 62
SP | 120-277VAC 10KA Surge Suppressor |  | 25 | 27
SP2 | 120-277VAC 20KA Surge Suppressor |  | 49 | 52
SPH | 347-480VAC 10KA Surge Suppressor |  | 28 | 29
M1 | Motion Sensor IR with Lens, 120-277V Only, for heights up to 40' | 8, 17, 22 | 155 | 164
M2 | Motion Sensor IR with Lens, 120-277V Only, for heights up to 20' | 8, 18, 22 | 155 | 164
R3 | 3-Pin Twist Lock Photocell Receptacle |  | 32 | 33
R5 | 5-Pin Twist Lock Photocell Receptacle |  | 40 | 42
R7 | 7-Pin ANSI C136.41—2013 Twist Lock Photocell Receptacle |  | 43 | 45
S23 | Microwave Sensor with Dimming, 120-277V Only. |  | 101 | 107
S43 | Microwave On/Off Motion Sensor – NO Dimming, 120-277V Only. |  | 58 | 60
Mounting Accessories: | Ships Separately, Field Installed | Note: | 5% | 10%
KH40RP | Round Pole Adapter. Fits 4" or 6" O.D. Round Poles, Bronze Finish | 6, 22 | 31 | 33
KH40WM | Die-Cast Wall Mount Adaptor, Bronze Powdercoat Finish. Use with Kitty Hawk Mounting Arm only. | 6, 22 | 37 | 39
PTSB1SZ | Single Pole Tenon Spoke Bracket, 2⅜″ Horizontal Mounting Arm, Bronze Powdercoat Finish, Includes Hardware |  | 179 | 190
PTSB2180SZ | Twin Pole Tenon Spoke Bracket, 2⅜″ Horizontal 180° Mounting Arms, Bronze Powdercoat Finish, Includes Hardware |  | 278 | 295
PTSB290SZ | Twin Pole Tenon Spoke Bracket, 2⅜″ Horizontal 90° Mounting Arms, Bronze Powdercoat Finish, Includes Hardware |  | 278 | 295
PTSB3120SZ | Triple Pole Tenon Spoke Bracket, 2⅜″ Horizontal 120° Mounting Arms, Bronze Powdercoat Finish, Includes Hardware | 4 | 412 | 438
PTSB390SZ | Triple Pole Tenon Spoke Bracket, 2⅜″ Horizontal 90° Mounting Arms, Bronze Powdercoat Finish, Includes Hardware | 4 | 413 | 439
PTSB490SZ | Quad Pole Tenon Spoke Bracket, 2⅜″ Horizontal 90° Mounting Arms, Bronze Powdercoat Finish, Includes Hardware | 4 | 503 | 534
Accessories: | Ships Separately, Field Installed | Note: | 5% | 10%
ACCHSG1Z | Die Cast Accessory Housing for Installing Sensors or Other Lighting Controls, Bronze Powdercoat Finish | 8, 22 | 31 | 33
ACCHSG3 | Bronze UV-Stabilized Polycarbonate Housing for Installing Sensors, Includes Sensor Bracket and Gasket |  | 18 | 19
KH45GSZ | Aluminum Glare Shield, Bronze Powdercoat Finish, Includes Hardware |  | 71 | 75
KH45WG | Wire Guard, Stainless Steel Construction, Includes Hardware. |  | 37 | 39
P18131 | Twist Lock Non-Shorting (Open) Cap Disconnects Service to Fixture for Temporary or Permanent Disabling (Fixture Always Off). IP65, 480V Maximum |  | 29 | 30
P18132 | Twist Lock Shorting Cap Provides Fixed Service to Fixture (Fixture Always on). IP65, Rated Load 7200w Tungsten |  | 13 | 14
P18140 | 110-120VAC Instant Twist Lock Photocell | 3 | 22 | 23
P18152 | 277VAC Time Delay Twist Lock Photocell | 3 | 22 | 23
P18156 | 120-277VAC Universal Twist Lock Photocell |  | 28 | 29
P18157 | 480VAC Twist Lock Photocell |  | 49 | 52
Replacement Parts: | Ships Separately, Field Installed | Note: | 5% | 10%
ALMAAZ | Die-Cast Adaptor for 2⅜" Horizontal Mounting Arms, Bronze Powdercoat Finish, Includes Hardware | 9, 22 | 49 | 52
FL73BRZ | Two-Piece Stamped Steel Adjustable Bracket, Bronze Powdercoat Finish, Includes Hardware | 5, 22 | 32 | 34
FL73SFXZ | External Mount Die-Cast Adjustable Slipfitter for 2⅜" Tenons, Bronze Powdercoat Finish, Includes Hardware | 6, 22 | 64 | 68
KH45AZ | Kitty Hawk Mounting Arm, Mounts Directly to Square Poles, Bronze Powdercoat Finish | 7, 22 | 69 | 73
KH45GL | Tempered Clear Flat Glass Lens |  | 17 | 18
KH45GLSS | SoftLED Flat Glass Lens | 21 | 32 | 34
KH45GLP | Prismatic Flat Glass Lens | 21 | 29 | 30
KH45YZ | Yoke, Stamped Heavy-Duty Steel, Bronze Powdercoat Finish | 7, 22 | 69 | 73
WBR2Z | Wall Bracket, Heavy-Duty Stamped Steel, Powdercoat Finish, Includes Hardware | 5, 22 | 42 | 44
P17117 | Internal Microwave Sensor with Dimming, 120-277V Only. |  | 70 | 74
P17123 | Internal Microwave On/Off Motion Sensor – NO DIMMING, 120-277V Only. |  | 44 | 47
Notes:
(3) Photocell option not available with Wall Mount configuration.
(4) Special order item. Contact Sales or Customer Service Representative
(5) Custom Color Fee: $25.00
(6) Custom Color Fee: $25.00
(7) Custom Color Fee: $25.00
(8) Custom Color Fee: $25.00
(9) Custom Color Fee: $25.00
(17) Includes L4 Lens, ACCHSG1Z Housing, 3FSP211
(18) Includes L3 Lens, ACCHSG1Z Housing, 3FSP211
(19) CPCS164B and CPLT1 included when using Bracket or Large Yoke
(21) For "F" Option Only
(22) $150.00 Paint Set-up Fee for quantities under 5 pcs
PEMCO Price Guide
1800K CCT LED Products
Effective March 21, 2023
150 PEMCO Way Wilmington, DE 19804
302-892-9000
https://1882lighting.com/
Prices Subject to Change without Notice

## Landscape Products
LEDicated
1882 Lighting
Austin 15 Bollard
LED Model: | Description: | Note: | 5% | 10%
AUS15OQF1X12 | Full Cutoff Bollard - 360° Type F 12w | 1, 22 | 348 | 369
AUS15OQF1X17 | Full Cutoff Bollard - 360° Type F 17w | 1, 22 | 348 | 369
AUS15HQF1X10 | Full Cutoff Bollard with 180° Shield Type F 10w | 1, 22 | 363 | 385
AUS15HQF1X16 | Full Cutoff Bollard with 180° Shield Type F 16w | 1, 22 | 363 | 385
AUS15TQF1X10 | Full Cutoff Bollard with 120° Shield Type F 10w | 1, 22 | 363 | 385
AUS15TQF1X16 | Full Cutoff Bollard with 120° Shield Type F 16w | 1, 22 | 363 | 385
Ballast: | Factory Installed | Note: | 5% | 10%
U | 120-277v |  | NC | NC
Color Temp: | Factory Installed | Note: | 5% | 10%
3K | 3000K |  | NC | NC
4K | 4000K |  | NC | NC
5K | 5000K |  | NC | NC
Lens: | Factory Installed | Note: | 5% | 10%
C | Clear UV-Stabilized Polycarbonate Vandal-Resistant Lens |  | NC | NC
Color: | Factory Installed | Note: | 5% | 10%
Z | Bronze |  | NC | NC
B | Black |  | NC | NC
C | Custom Paint Color | 22 | 95 | 95
Height: | Factory Installed | Note: | 5% | 10%
Leave Blank | 40-1/8" Standard Height |  | NC | NC
30 | 30" Height |  | 65 | 65
Options: | Factory Installed | Note: | 5% | 10%
SF | Single Fuse (120-277v Only) |  | 29 | 30
DF | Double Fuse (120-277v Only) |  | 58 | 62
SP | 120-277VAC 10KA Surge Suppressor |  | 25 | 27
SP2 | 120-277VAC 20KA Surge Suppressor |  | 49 | 52
GF1 | Ground Fault Circuit Interrupt 15A, 120V |  | 191 | 203
S5 | Microwave Sensor with Dimming 120-277V Only. |  | 113 | 119
Mounting Accessories: | Ships Separately, Field Installed | Note: | 5% | 10%
1882-RETROBASE | Retrofit Base Adapts New Bollards to Most Existing Bolt Patterns. Fits all Bollards. Die Cast with Powdercoat Finish, Hardware Included. 11½˝ Dia. x 1½˝ H | 1, 22, 45 | 139 | 148
Accessories: | Ships Separately, Field Installed | Note: | 5% | 10%
P17126 | Remote Programming Tool for P17125 |  | 80 | 85
Replacement Parts: | Ships Separately, Field Installed | Note: | 5% | 10%
P17125 | Internal Microwave Sensor with Dimming 120-277V Only. |  | 98 | 104
BOADP1 | Adapter Plate with Gaskets for Outlet Boxes. Fits Round Bollards. Die Cast with Bronze Powdercoat Finish. | 1, 22 | 19 | 20
Notes:
(1) Specify Color
(22) $150.00 Paint Set-up Fee for quantities under 5 pcs
(45) Custom Color Fee: $30.00
LEDicated
1882 Lighting
Austin 15-D Wall/Deck Mount
LED Model: | Description: | Note: | 5% | 10%
AUS15DOQF1X12 | DW5OQ 360° Type F 12w | 1, 22 | 164 | 174
AUS15DOQF1X17 | DW5OQ 360° Type F 17w | 1, 22 | 164 | 174
AUS15DHQF1X10 | DW5HQ 180° Shield Type F 10w | 1, 22 | 189 | 200
AUS15DHQF1X16 | DW5HQ 180° Shield Type F 16w | 1, 22 | 189 | 200
AUS15DTQF1X10 | DW5TQ 120° Shield Type F 10w | 1, 22 | 189 | 200
AUS15DTQF1X16 | DW5TQ 120° Shield Type F 16w | 1, 22 | 189 | 200
Ballast: | Factory Installed | Note: | 5% | 10%
U | 120-277v |  | NC | NC
Color Temp: | Factory Installed | Note: | 5% | 10%
3K | 3000K |  | NC | NC
4K | 4000K |  | NC | NC
5K | 5000K |  | NC | NC
Lens: | Factory Installed | Note: | 5% | 10%
C | Clear UV-Stabilized Polycarbonate Vandal-Resistant Lens |  | NC | NC
Color: | Factory Installed | Note: | 5% | 10%
B | Black |  | NC | NC
Z | Bronze |  | NC | NC
C | Custom Paint Color | 22 | 65 | 65
Notes:
(22) $150.00 Paint Set-up Fee for quantities under 5 pcs
LEDicated
1882 Lighting
Baja Bullet Flood
LED Model: | Description: | Note: | 5% | 10%
BAJBLT*C31X10U | Small Baja LED Bullet COB 10w 120-277v |  | 112 | 119
BAJBLT*C31X10V | Small Baja LED Bullet COB 10w 12v |  | 97 | 103
*Reflector Type: | Factory Installed | Note: | 5% | 10%
D | 30° |  | NC | NC
Color Temp: | Factory Installed | Note: | 5% | 10%
41K | 4100K |  | NC | NC
Color: | Factory Installed | Note: | 5% | 10%
Z | Bronze |  | NC | NC
C | Custom Paint Color | 22 | 60 | 60
Mounting Accessories: | Ships Separately, Field Installed | Note: | 5% | 10%
FLPTF | Die-cast Post Top Fitter for 2⅜" to 3½" Poles, Bronze Powdercoat Finish, Three (3) ½" Coin Plugs |  | 32 | 34
NA04 | Plastic Ground Stake with ½" NPT Threads, 11" H x 3" Diameter. For Low Voltage Applications. |  | 13 | 14
FLSTK | Heavy Duty Ground Stake, Built-in Wiring Compartment with ½" NPS Threaded Fitting, Black Plastic |  | 38 | 40
Accessories: | Ships Separately, Field Installed | Note: | 5% | 10%
NT150BK | 150w, 120V Black Powdercoat Steel Landscape Transformer, 12V, with Timer and Photocell |  | 193 | 205
NT300SS | 300w, 120V Stainless Steel Landscape Transformer, 12V, with Timer and Photocell |  | 305 | 324
NT300SSM | 300w, 120V Stainless Steel Landscape Transformer, Multi-Tap 12 / 14 / 17V, with Timer and Photocell |  | 305 | 324
Notes:
(22) $150.00 Paint Set-up Fee for quantities under 5 pcs
LEDicated
1882 Lighting
Baja Mini Flood
LED Model: | Description: | Note: | 5% | 10%
BAJMFAC31X20U | Compass Mini-Flood COB 20w 120-277v 70° Reflector |  | 185 | 197
BAJMFBC31X20U | Compass Mini-Flood COB 20w 120-277v 100° Reflector |  | 237 | 252
BAJMFDC31X20U | Compass Mini-Flood COB 20w 120-277v 30° Reflector |  | 245 | 260
BAJMFAC31X20V | Compass Mini-Flood COB 20w 12v 70° Reflector |  | 172 | 183
BAJMFBC31X20V | Compass Mini-Flood COB 20w 12v 100° Reflector |  | 172 | 183
BAJMFDC31X20V | Compass Mini-Flood COB 20w 12v 30° Reflector |  | 172 | 183
Color Temp: | Factory Installed | Note: | 5% | 10%
41K | 4100K |  | NC | NC
Color: | Factory Installed | Note: | 5% | 10%
Z | Bronze |  | NC | NC
C | Custom Paint Color | 22 | 60 | 60
Mounting: | Factory Installed | Note: | 5% | 10%
KN | 1/2˝ NPS Knuckle | 6, 22 | NC | NC
Options: | Factory Installed | Note: | 5% | 10%
SF | Single Fuse (120-277v Only) |  | 29 | 30
DF | Double Fuse (120-277v Only) |  | 58 | 62
SP | 120-277VAC 10KA Surge Suppressor |  | 25 | 27
SP2 | 120-277VAC 20KA Surge Suppressor |  | 49 | 52
Mounting Accessories: | Ships Separately, Field Installed | Note: | 5% | 10%
FLPTF | Die-cast Post Top Fitter for 2⅜" to 3½" Poles, Bronze Powdercoat Finish, Three (3) ½" Coin Plugs. |  | 32 | 34
CPSPR | Swivel Pendant Mount - Round, for Angled or Straight Ceilings, Fits ¾˝ Conduit, Includes Reducer Bushing (to ½˝) & Set Screw | 8, 22 | 17 | 18
CPSPS | Swivel Pendant Mount - Square, for Angled or Straight Ceilings, Fits ¾˝ Conduit; Includes Reducer Bushing (to ½˝) & Set Screw | 8, 22 | 17 | 18
NA04 | Plastic Ground Stake with ½" NPT Threads, 11" H x 3" Diameter. For Low Voltage Applications. |  | 13 | 14
FLSTK | Heavy-Duty Ground Stake with ½" NPS Threaded Hub. Built-In Wiring Compartment with ½" Coin Plugs. Black Molded Plastic. 19" Tall with 9" Wide Stabilizer. |  | 38 | 40
Accessories: | Ships Separately, Field Installed | Note: | 5% | 10%
CPRC1 | Backplate, ½˝ Coin Plugs | 8, 22 | 13 | 14
FB1VZ | Die-Cast Rotatable Visor, Bronze Powdercoat Finish. |  | 25 | 27
NT150BK | 150w, 120V Black Powdercoat Steel Landscape Transformer, 12V, with Timer and Photocell |  | 193 | 205
NT300SS | 300w, 120V Stainless Steel Landscape Transformer, 12V, with Timer and Photocell |  | 305 | 324
NT300SSM | 300w, 120V Stainless Steel Landscape Transformer, Multi-Tap 12 / 14 / 17V, with Timer and Photocell |  | 305 | 324
Notes:
(6) Custom Color Fee: $25.00
(8) Custom Color Fee: $25.00
(22) $150.00 Paint Set-up Fee for quantities under 5 pcs
LEDicated
1882 Lighting
Nova 10 LED Step Light
LED Model: | Description: | Note: | 5% | 10%
NOVA10F1X41204K | LED Step Light Type F 4w 120v 4000K |  | 52 | 55
Color: | Factory Installed | Note: | 5% | 10%
Z | Bronze |  | NC | NC
B | Black |  | NC | NC
W | White |  | NC | NC
C | Custom Paint Color |  | 30 | 30
Notes:
LEDicated
1882 Lighting
Tustin - Small Wall Accent/Flood Light
LED Model: | Description: | Note: | 5% | 10%
TUS2C32X10 | Small LED Tustin Wall Accent and Flood Light COB 20w |  | 204 | 217
TUS2C32X20 | Small LED Tustin Wall Accent and Flood Light COB 40w |  | 205 | 218
Ballast: | Factory Installed | Note: | 5% | 10%
U | 120-277v |  | NC | NC
Color Temp: | Factory Installed | Note: | 5% | 10%
41K | 4100K |  | NC | NC
Color: | Factory Installed | Note: | 5% | 10%
Z | Bronze |  | NC | NC
C | Custom Paint Color | 22 | 75 | 75
Mount: | Ships Separately, Field Installed | Note: | 5% | 10%
KN | ½˝ NPS Knuckle |  | NC | NC
Options: | Factory Installed | Note: | 5% | 10%
SF | Single Fuse (120-277v Only) |  | 29 | 30
DF | Double Fuse (120-277v Only) |  | 58 | 62
SP | 120-277VAC 10KA Surge Suppressor |  | 25 | 27
SP2 | 120-277VAC 20KA Surge Suppressor |  | 49 | 52
P14 | Pencil Photocell, 120-277VAC |  | 43 | 45
BU4 | Battery Backup, 90 Minutes |  | 300 | 318
BUC4 | Cold Start Battery Backup, -20°C, 90 Minutes (120-277v Only) |  | 370 | 392
Mounting Accessories: | Ships Separately, Field Installed | Note: | 5% | 10%
FLPTF | Die-cast Post Top Fitter for 2⅜" to 3½" Poles, Bronze Powdercoat Finish, Three (3) ½" Coin Plugs |  | 32 | 34
FLSTK | Heavy Duty Ground Stake, Built-in Wiring Compartment with ½" NPS Threaded Fitting, Black Plastic |  | 38 | 40
FLSTZ | Die-Cast Adjustable Knuckle with ½” NPS Threads, Bronze Powdercoat Finish. |  | 25 | 27
Accessories: | Ships Separately, Field Installed | Note: | 5% | 10%
P18110 | 110-130V 120VAC Pencil Photocell (120-277v Only) |  | 24 | 25
P18112 | 208-277V 240VAC Pencil Photocell (120-277v Only) |  | 24 | 25
TV2BFZ | Baffle, Aluminum with Bronze Powdercoat Finish |  | 96 | 102
Replacement Parts: | Ships Separately, Field Installed | Note: | 5% | 10%
P18114 | 120-277V, Pencil Photocell (120-277v Only) |  | 33 | 35
3EBLX1055190A | Provides 90 Minutes of Backup Power (120-277v Only) |  | 192 | 204
3EBLX10T1555CPA | Cold Start Battery Backup, -20°C, 90 Minutes (120-277v Only) |  | 262 | 278
Notes:
(22) $150.00 Paint Set-up Fee for quantities under 5 pcs
LEDicated
1882 Lighting
PWB1Q, PWB2Q Low Profile Pathway Bollards
LED Model: | Description: | Note: | 5% | 10%
PWB1QF1X16U | EasyLED Round Low Profile Pathway Bollard Type V 16w 120-277v | 1, 22 | 557 | 592
PWB1QF1X23U | EasyLED Round Low Profile Pathway Bollard Type V 23w 120-277v | 1, 22 | 557 | 592
PWB1QF1X34U | EasyLED Round Low Profile Pathway Bollard Type V 34w 120-277v | 1, 22 | 575 | 610
PWB2QF1X16U | EasyLED Square Low Profile Pathway Bollard Type V 16w 120-277v | 1, 22 | 557 | 592
PWB2QF1X23U | EasyLED Square Low Profile Pathway Bollard Type V 23w 120-277v | 1, 22 | 557 | 592
PWB2QF1X34U | EasyLED Square Low Profile Pathway Bollard Type V 34w 120-277v | 1, 22 | 575 | 610
Color Temp: | Factory Installed | Note: | 5% | 10%
3K | 3000K |  | NC | NC
4K | 4000K |  | NC | NC
Lens: | Factory Installed | Note: | 5% | 10%
C | Clear UV-Stabilized Polycarbonate Vandal-Resistant Lens |  | NC | NC
L | SoftLED LumaLens Opal UV-Stabilized Polycarbonate Vandal-Resistant Lens |  | 64 | 67
Color: | Factory Installed | Note: | 5% | 10%
B | Black |  | NC | NC
Z | Bronze |  | NC | NC
C | Custom Paint Color | 22 | 75 | 75
Height: | Factory Installed | Note: | 5% | 10%
10 | 10" |  | NC | NC
C | Custom | 63 | 65 | 65
Options: | Factory Installed | Note: | 5% | 10%
SF | Single Fuse (120-277v Only) |  | 29 | 30
DF | Double Fuse (120-277v Only) |  | 58 | 62
SP | 120-277VAC 10KA Surge Suppressor |  | 25 | 27
SP2 | 120-277VAC 20KA Surge Suppressor |  | 49 | 52
Mounting Accessories: | Ships Separately, Field Installed | Note: | 5% | 10%
BOLAN4 | Mounting Kit, Includes Bracket & Three (3) 4˝ Zinc-plated Anchor Bolts |  | 19 | 20
BOLAN8 | Mounting Kit, Includes Bracket & Three (3) 8˝ Zinc-plated Anchor Bolts |  | 32 | 34
BOLAN12 | Mounting Kit, Includes Bracket & Three (3) 12˝ Zinc-plated Anchor Bolts |  | 46 | 49
BOLAN15 | Mounting Kit, Includes Bracket & Three (3) 15˝ Zinc-plated Anchor Bolts |  | 52 | 55
Replacement Parts: | Ships Separately, Field Installed | Note: | 5% | 10%
BORBASE | Die Cast Base Plate with Powdercoat Finish Over a Chromate Conversion Coating. Fits PWB1 | 1, 22 | 29 | 30
BOSBASE | Die Cast Base Plate with Powdercoat Finish Over a Chromate Conversion Coating. Fits PWB2 | 1, 22 | 19 | 20
Notes:
(1) Specify Color
(22) $150.00 Paint Set-up Fee for quantities under 5 pcs
(63) Consult factory. Minimum NEC requirements for wiring space and above ground level must be met.
LEDicated
1882 Lighting
PWB24 Low Profile Bollard
LED Model: | Description: | Note: | 5% | 10%
PWB24QF1X12 | EasyLED Low Profile Pathway Bollard, Contemporary Series Type F 12w | 1, 22 | 312 | 332
Ballast: | Factory Installed | Note: | 5% | 10%
U | 120-277v |  | NC | NC
Color Temp: | Factory Installed | Note: | 5% | 10%
3K | 3000K |  | NC | NC
4K | 4000K |  | NC | NC
5K | 5000K |  | NC | NC
Lens: | Factory Installed | Note: | 5% | 10%
C | Clear Molded UV-Stabilized Polycarbonate Lens |  | NC | NC
L | SoftLED LumaLens Opal UV-Stabilized Polycarbonate Vandal Resistant Lens |  | 29 | 30
Color: | Factory Installed | Note: | 5% | 10%
Z | Bronze |  | NC | NC
B | Black |  | NC | NC
C | Custom Paint Color | 22 | 75 | 75
Height: | Factory Installed | Note: | 5% | 10%
15 | 15" |  | NC | NC
C | Custom | 63 | 65 | 65
Options: | Factory Installed | Note: | 5% | 10%
SF | Single Fuse (120-277v Only) |  | 29 | 30
DF | Double Fuse (120-277v Only) |  | 58 | 62
SP | 120-277VAC 10KA Surge Suppressor |  | 25 | 27
SP2 | 120-277VAC 20KA Surge Suppressor |  | 49 | 52
Notes:
(1) Specify Color
(22) $150.00 Paint Set-up Fee for quantities under 5 pcs
(63) Consult factory. Minimum NEC requirements for wiring space and above ground level must be met.
LEDicated
1882 Lighting
PWB52 Low Profile Pathway Bollard
LED Model: | Description: | Note: | 5% | 10%
PWB52F1X18 | Low Profile Side Light Pathway Bollard 18w Type F (Asymmetric) | 1, 22 | 809 | 859
Ballast: | Factory Installed | Note: | 5% | 10%
U | 120-277v |  | NC | NC
Color Temp: | Factory Installed | Note: | 5% | 10%
3K | 3000K |  | NC | NC
4K | 4000K |  | NC | NC
5K | 5000K |  | NC | NC
Lens: | Factory Installed | Note: | 5% | 10%
C | Clear Molded UV-Stabilized Polycarbonate Lens |  | NC | NC
Color: | Factory Installed | Note: | 5% | 10%
Z | Bronze |  | NC | NC
B | Black |  | NC | NC
P | Platinum |  | NC | NC
C | Custom Paint Color | 22 | 75 | 75
Options: | Factory Installed | Note: | 5% | 10%
SF | Single Fuse (120-277v Only) |  | 29 | 30
DF | Double Fuse (120-277v Only) |  | 58 | 62
SP | 120-277VAC 10KA Surge Suppressor |  | 25 | 27
SP2 | 120-277VAC 20KA Surge Suppressor |  | 49 | 52
Notes:
(1) Specify Color
(22) $150.00 Paint Set-up Fee for quantities under 5 pcs
LEDicated
1882 Lighting
PWB5Q Low Profile Pathway Bollard
LED Model: | Description: | Note: | 5% | 10%
PWB5OQF1X12U | Low Profile Pathway Bollard - 360° 12w 120-277V | 1, 22 | 343 | 364
PWB5OQF1X17U | Low Profile Pathway Bollard - 360° 17w 120-277V | 1, 22 | 343 | 364
PWB5HQF1X10U | Low Profile Pathway Bollard with 180° 10w 120-277V | 1, 22 | 378 | 402
PWB5HQF1X16U | Low Profile Pathway Bollard with 180° 16w 120-277V | 1, 22 | 378 | 402
PWB5TQF1X10U | Low Profile Pathway Bollard with 120° Shield 10w 120-277V | 1, 22 | 378 | 402
PWB5TQF1X16U | Low Profile Pathway Bollard with 120° Shield 16w 120-277V | 1, 22 | 378 | 402
Color Temp: | Factory Installed | Note: | 5% | 10%
3K | 3000K |  | NC | NC
4K | 4000K |  | NC | NC
5K | 5000K |  | NC | NC
Lens: | Factory Installed | Note: | 5% | 10%
C | Clear UV-Stabilized Polycarbonate Vandal-Resistant Lens |  | NC | NC
Color: | Factory Installed | Note: | 5% | 10%
Z | Bronze |  | NC | NC
B | Black |  | NC | NC
C | Custom Paint Color | 22 | 75 | 75
Height: | Factory Installed | Note: | 5% | 10%
10 | 10" |  | NC | NC
C | Custom | 63 | 65 | 65
Options: | Factory Installed | Note: | 5% | 10%
SF | Single Fuse (120-277v Only) |  | 29 | 30
DF | Double Fuse (120-277v Only) |  | 58 | 62
SP | 120-277VAC 10KA Surge Suppressor |  | 25 | 27
SP2 | 120-277VAC 20KA Surge Suppressor |  | 49 | 52
Notes:
(1) Specify Color
(22) $150.00 Paint Set-up Fee for quantities under 5 pcs
(63) Consult factory. Minimum NEC requirements for wiring space and above ground level must be met.
LEDicated
1882 Lighting
PWP20 Palm Harbor Path Light
LED Model: | Description: | Note: | 5% | 10%
PWP200920QF14U | PWP20 9" Shade 20" Tall Type F 14w 120-277v |  | 159 | 169
PWP200920QF14V | PWP20 9" Shade 20" Tall Type F 14w 12v |  | 185 | 197
Color Temp: | Factory Installed | Note: | 5% | 10%
4K | 4000K |  | NC | NC
Lens: | Factory Installed | Note: | 5% | 10%
L | LumaLens Opal Array |  | NC | NC
C | Clear Array Lens |  | 22 | 23
Color: | Factory Installed | Note: | 5% | 10%
Z | Bronze |  | NC | NC
C | Custom Paint Color | 22 | 65 | 65
Mounting Accessories: | Factory Installed | Note: | 5% | 10%
FLSTK | Heavy Duty Ground Stake, Built-in Wiring Compartment with ½" NPS Threaded Fitting, Black Plastic |  | 38 | 40
NA04 | Plastic Ground Stake with ½" NPT Threads, 11" H x 3" Diameter. For Low Voltage Applications. |  | 13 | 14
Accessories: | Ships Separately, Field Installed | Note: | 5% | 10%
NT150BK | 150w, 120V Black Powdercoat Steel Landscape Transformer, 12V, with Timer and Photocell |  | 193 | 205
NT300SS | 300w, 120V Stainless Steel Landscape Transformer, 12V, with Timer and Photocell |  | 305 | 324
NT300SSM | 300w, 120V Stainless Steel Landscape Transformer, Multi-Tap 12 / 14 / 17V, with Timer and Photocell |  | 305 | 324
Notes:
(22) $150.00 Paint Set-up Fee for quantities under 5 pcs
LEDicated
1882 Lighting
PWP5 Path Light
LED Model: | Description: | Note: | 5% | 10%
PWP5OQF1X12U | Path Light - 360° Type F 12w 120-277v | 1, 22 | 189 | 200
PWP5OQF1X17U | Path Light - 360° Type F 17w 120-277v | 1, 22 | 189 | 200
PWP5HQF1X10U | Path Light with 180° Shield Type F 10w 120-277v | 1, 22 | 215 | 228
PWP5HQF1X16U | Path Light with 180° Shield Type F 16w 120-277v | 1, 22 | 215 | 228
PWP5TQF1X10U | Path Light with 120° Shield Type F 10w 120-277v | 1, 22 | 215 | 228
PWP5TQF1X16U | Path Light with 120° Shield Type F 16w 120-277v | 1, 22 | 215 | 228
Color Temp: | Factory Installed | Note: | 5% | 10%
3K | 3000K |  | NC | NC
4K | 4000K |  | NC | NC
5K | 5000K |  | NC | NC
Lens: | Factory Installed | Note: | 5% | 10%
C | Clear UV-Stabilized Polycarbonate Vandal-Resistant Lens |  | NC | NC
Color: | Factory Installed | Note: | 5% | 10%
B | Black |  | NC | NC
Z | Bronze |  | NC | NC
C | Custom Paint Color | 22 | 75 | 75
Mounting Accessories: | Ships Separately, Field Installed | Note: | 5% | 10%
FLSTK | Heavy Duty Ground Stake, Built-in Wiring Compartment with ½" NPS Threaded Fitting, Black Plastic |  | 38 | 40
Notes:
(1) Specify Color
(22) $150.00 Paint Set-up Fee for quantities under 5 pcs
1882 Price Guide
Landscape Products
Effective March 21, 2023
150 PEMCO Way Wilmington, DE 19804
302-892-9000
https://1882lighting.com/
Prices Subject to Change without Notice

## Copper Products
1882 Lighting
PWD Family - LED Copper Landscape Flood Lights
LED Model: | Description: | Note: | 5% | 10%
PWD1032KNLED4K | Sanibel Copper Adjustable LED Medium Flood |  | 88.0056 | 93.506
Replacement Parts: | Ships Separately, Field Installed | Note: | 5% | 10%
NA04 | Plastic Ground Stake with ½” NPT Threads, 11” H x 3” Diameter |  | 13 | 14
NA05 | Plastic Wire Connector |  | 3 | 4
Notes:
1882 Lighting
PWP Family - LED Copper Landscape Flood Lights
LED Model: | Description: | Note: | 5% | 10%
PWP100719LED4K | 7” Sanibel Copper Path Light 19" Stanchion |  | 61.2311 | 65.058
PWP100731LED4K | 7” Sanibel Copper Path Light 31" Stanchion |  | 75.4353 | 80.15
PWP100919LED4K | 9” Sanibel Copper Path Light 19" Stanchion |  | 83.2885 | 88.494
PWP100931LED4K | 9” Sanibel Copper Path Light 31" Stanchion |  | 90.3473 | 95.994
PWP1001119LED4K | 11” Sanibel Copper Path Light 19" Stanchion |  | 94.2381 | 100.128
PWP1001131LED4K | 11” Sanibel Copper Path Light 31" Stanchion |  | 101.2969 | 107.628
Replacement Parts: | Ships Separately, Field Installed | Note: | 5% | 10%
NA04 | Plastic Ground Stake with ½” NPT Threads, 11” H x 3” Diameter |  | 13 | 14
NA05 | Plastic Wire Connector |  | 3 | 4
Notes:
1882 Price Guide
Copper Products
Effective March 21, 2023
150 PEMCO Way Wilmington, DE 19804
302-892-9000
https://1882lighting.com/
Prices Subject to Change without Notice